## README
Who Pays AZ — Arizona Data Center Model
Companion workbook to the Who Pays AZ website. Built September 23, 2026.
How it works
Assumptions: every model parameter (central case) in blue. Change a blue cell and every facility, district and ledger figure recalculates.
Facilities: one row per facility or campus. Blue columns are inputs from research (capacity, status, tax rates); black columns are formulas.
Districts: jobs and taxes summed by 2022-2031 legislative district (facility location).
Ledger: the Value Ledger — what data centers give (taxes) vs. take (tax exemption, water, grid cost shift), per Arizonan.
Sources: source links for each facility record.
Color key
Blue text = hardcoded input or assumption. Black = formula. Green = pulled from another sheet. Yellow fill = key lever.
Important caveats
Capacities marked "Model estimate" in Facilities column F basis are imputed (floor area / 6,000 sq ft per MW, or investment / $12.6M per MW, or 2 MW for small sites).
Operating campuses are scaled so statewide online IT load matches utility-reported data center load (Assumptions: Statewide IT MW online).
Estimates are calculations from public sources, not official figures. Low/high parameter values are listed in Assumptions for sensitivity testing.

## Assumptions
Parameter | Central (used) | Low | High | Unit | Source / note
Building (shell + MEP) cost per MW | 11300000 | 10700000 | 17600000 | $ per MW | JLL Data Center Outlook 2026 ($11.3M shell & core); Cushman & Wakefield 2026 all-in $17.6M (high)
IT equipment cost per MW | 8400000 | 8400000 | 25000000 | $ per MW | Project Blue split ($2.4B equipment / 286 MW); JLL AI fit-out up to $25M (high)
Construction job-years per $1M building cost | 2.5 | 1.5 | 4 | job-years | Project Blue: 3,000 jobs on $1.2B construction (~2.5); Mangum 2021 IMPLAN (high)
Construction ripple jobs per direct job | 0.73 | 0.5 | 1 | ratio | Mangum Economics 2021 AZ study (1,470 / 2,020)
Permanent jobs per MW — hyperscale / campuses >=250 MW | 0.6 | 0.3 | 1.2 | jobs/MW | Project Blue 180 jobs / 286 MW
Permanent jobs per MW — colocation | 2 | 1 | 4 | jobs/MW | Mangum 2021 AZ industry 1.75/MW; industry rules of thumb
Operations ripple jobs per direct job | 1.89 | 1 | 4 | ratio | PwC for Data Center Coalition 2026, AZ 2024 (38,930 / 20,640)
Average on-site wage | 100000 | 64000 | 149458 | $ per year | Project Blue $64K; BLS QCEW NAICS 518210 AZ 2025 $149,458 (high)
Limited property value as share of building cost | 35% | 25% | 50% | share | model calibration to City of Mesa (Google, ~$58K/MW/yr) and Pima County (Project Blue, ~$53K/MW/yr)
Class 1 assessment ratio (TY2026) | 15.5% | 15.5% | 15.5% | share | A.R.S. 42-15001
Business personal property valuation (share of cost) | 2.5% | 2.5% | 2.5% | share | HB 2822 (2022): FCV = 2.5% of acquisition cost
Average IT utilization | 75% | 65% | 85% | share | model assumption
Power usage effectiveness | 1.3 | 1.2 | 1.4 | ratio | model assumption
On-site water, liters per IT kWh | 0.6 | 0.3 | 1.2 | L/kWh | Calibrated to Circle of Blue 2025 (~2,777 AF statewide); LBNL US avg 0.36
Statewide IT MW online now | 1200 | 900 | 1800 | MW | Calibrated to SRP E-67 class 5.2 TWh (FY2026) and APS 630 MW data center peak (Jul 2026)
State TPT rate (contracting) | 5.6% | 5.6% | 5.6% | rate | ADOR TPT rate table Jan 2026
Prime contracting taxable share | 65% | 65% | 65% | share | ADOR contracting guidance (35% standard deduction)
State income tax rate | 2.5% | 2.5% | 2.5% | rate | Arizona flat income tax
Arizona population (2025) | 7623818 | 7623818 | 7623818 | people | Census Vintage 2025
Arizona households | 2856081 | 2856081 | 2856081 | households | Census QuickFacts, ACS 2020-2024
Years to spread construction tax for builds under way | 3 | 4 | 2 | years | model assumption (low case 4, high case 2)
Annual cost of equipment sales-tax exemption (state + local) | 58500000 | 38500000 | 90000000 | $ per year | ADOR FY2025 tax expenditure $38.5M state + ~$20M local (model estimate); GCI FY2027 projection $60M+ state (high)
Scarcity value of water | 1500 | 500 | 3000 | $ per acre-foot | model assumption — adjustable
Grid cost shifted to each household | 0 | 0 | 5 | $ per month | Default 0: SRP/APS large-load rules and ACC staff finding on Project Blue; adjustable
Average construction wage | 87894 | 87894 | 87894 | $ per year | BLS QCEW 2025, Maricopa County NAICS 23
Arizona farm GDP (2025) | 2737400000 | 2737400000 | 2737400000 | $ | BEA via FRED AZAGRNGSP
Arizona agricultural water use | 5040000 | 5040000 | 5040000 | acre-feet | ADWR: 72% of ~7.0 million AF
PwC full-ripple state & local taxes (AZ 2024) | 1004000000 | 1004000000 | 1004000000 | $ | PwC for Data Center Coalition 2026, excluding spillover
Cost per teacher (salary + benefits) | 85900 | 85900 | 85900 | $ per year | Auditor General FY2025 avg district teacher salary $65,613 + 30.9% benefits (Census FY2024 AZ instruction benefits ratio)
Cost per firefighter (salary + pension + health) | 98000 | 98000 | 98000 | $ per year | BLS OEWS 2025 AZ median $59,280 (O*NET) + PSPRS employer ~40.3% + Medicare 1.45% + health ~$14K (KFF 2025)

## Facilities
ID | Facility | Operator | City | County | Capacity basis | Legislative district | Status | Announced capacity (MW) | Hyperscale rate? (1=yes) | Announced permanent jobs | Announced construction jobs | County TPT % | City contracting TPT % | Combined property rate (per $100 AV) | Online MW now | Operating MW (for taxes/jobs) | MW built or being built | Permanent jobs | Ripple jobs | Construction job-years | Contracting tax (one-time, $) | Annual property tax ($) | Annual income tax ($) | Annual state & local tax ($) | Payroll ($/yr) | Electricity (GWh/yr) | On-site water (AF/yr)
edgecore-mesa-az | EdgeCore Mesa Data Center Campus (PH01-PH05) | EdgeCore Digital Infrastructure | Mesa | Maricopa County | Reported: 450+ MW operator-stated full build-out; Compute Atlas records 206 MW operational | 15 | operating | 450 | 1 | 0 | 0 | 0.7% | 2% | 9.3 | 149.8244 | 149.8244 | 149.8244 | 89.8946 | 169.9008 | 4232.5385 | 91338181.3541 | 8995226.8452 | 224736.5588 | 9219963.404 | 8989462.3525 | 1279.65 | 478.8135
compass-goodyear-campus-az | Compass Datacenters Goodyear Campus | Compass Datacenters | Goodyear | Maricopa County | Reported: 350 MW full build capability; 72 MW first phase operating | 23 | operating | 350 | 1 | 0 | 0 | 0.7% | 3.5% | 11 | 116.5301 | 116.5301 | 116.5301 | 69.918 | 132.1451 | 3291.9744 | 83879507.9102 | 8275178.8182 | 174795.1013 | 8449973.9195 | 6991804.0519 | 995.2833 | 372.4105
microsoft-goodyear-az | Microsoft Goodyear Data Center Campus (PHX70-PHX74) | Microsoft | Goodyear | Maricopa County | Model estimate: 2,000,000 sq ft / 6,000 sq ft per MW | 23 | operating | 333 | 1 | 100 | 1000 | 0.7% | 3.5% | 11 | 110.87 | 110.87 | 110.87 | 100 | 189 | 3132.0785 | 79805360.3831 | 7873241.5613 | 250000 | 8123241.5613 | 10000000 | 946.941 | 354.322
stream-data-centers-phxa-phoenix-i-vii-goodyear-campus-az | Stream Data Centers PHXA Goodyear Campus (Phoenix I-VII) | Stream Data Centers | Goodyear | Maricopa County | Reported: 280 MW planned campus; on-site APS substation up to 350 MW | 23 | operating | 280 | 1 | 0 | 0 | 0.7% | 3.5% | 11 | 93.2241 | 93.2241 | 93.2241 | 55.9344 | 105.7161 | 2633.5795 | 67103606.3281 | 6620143.0545 | 139836.081 | 6759979.1356 | 5593443.2415 | 796.2266 | 297.9284
ntt-phoenix-campus-mesa-az | NTT Global Data Centers Phoenix Campus (PH1-PH6, Elliot Rd) | NTT Global Data Centers | Mesa | Maricopa County | Reported: campus capacity at full build (reported); PH1 = 36 MW, 126,000 sq ft | 15 | operating | 240 | 0 | 0 | 0 | 0.7% | 2% | 9.3 | 79.9063 | 79.9063 | 79.9063 | 159.8127 | 302.0459 | 2257.3539 | 48713696.7222 | 4797454.3174 | 399531.6601 | 5196985.9775 | 15981266.4044 | 682.48 | 255.3672
stack-phx01-avondale-az | STACK Infrastructure PHX01 Campus (PHX01A-C) | STACK Infrastructure | Avondale | Maricopa County | Reported: 225 MW operator-stated campus capacity (STACK: 500 MW / 155 acres across its two Phoenix campuses) | 22 | operating | 225 | 0 | 0 | 0 | 0.7% | 2.5% | 13.02 | 74.9122 | 74.9122 | 74.9122 | 149.8244 | 283.1681 | 2116.2693 | 48420240.7178 | 6296658.7916 | 374560.9314 | 6671219.723 | 14982437.2541 | 639.825 | 239.4067
qts-phoenix-2-az | QTS Phoenix 2 Campus (DC1-DC5) | QTS Data Centers | Phoenix | Maricopa County | Reported: 210+ MW critical power at full build (operator) | 8 | operating | 210 | 0 | 0 | 0 | 0.7% | 2.8% | 11 | 69.918 | 69.918 | 69.918 | 139.8361 | 264.2902 | 1975.1846 | 46732868.6928 | 4965107.2909 | 349590.2026 | 5314697.4935 | 13983608.1038 | 597.17 | 223.4463
aligned-phx-01-02-03-az | Aligned Phoenix Campus (Union Hills: PHX-01/02/03/05) | Aligned Data Centers | Phoenix | Maricopa County | Reported: reported campus capacity (Baxtel lists "Aligned Phoenix" at 180 MW; Arizona AI tracker 180 MW for PHX-01/02/03) | 2 | operating | 180 | 0 | 0 | 0 | 0.7% | 2.8% | 11 | 59.9297 | 59.9297 | 59.9297 | 119.8595 | 226.5345 | 1693.0154 | 40056744.5938 | 4255806.2493 | 299648.7451 | 4555454.9944 | 11985949.8033 | 511.86 | 191.5254
vantage-phoenix-campus-goodyear-az | Vantage Phoenix Campus AZ1 (AZ11-AZ15) | Vantage Data Centers | Goodyear | Maricopa County | Reported: 176 MW planned (operator directory) | 23 | operating | 176 | 0 | 0 | 0 | 0.7% | 3.5% | 11 | 58.598 | 58.598 | 58.598 | 117.196 | 221.5004 | 1655.3928 | 42179409.692 | 4161232.7771 | 292989.8841 | 4454222.6612 | 11719595.3632 | 500.4853 | 187.2693
cyrusone-chandler-phx1-phx8-az | CyrusOne Chandler Campus (PHX1–PHX8) | CyrusOne | Chandler | Maricopa County | Reported: 169 MW operator-stated campus capacity | 13 | operating | 169 | 0 | 0 | 0 | 0.7% | 1.5% | 9.37 | 56.2674 | 56.2674 | 56.2674 | 112.5348 | 212.6907 | 1589.5534 | 32236142.0779 | 3403634.7828 | 281336.8773 | 3684971.6602 | 11253475.0931 | 480.5797 | 179.8211
apple-mesa-az | Apple Mesa Global Data Command Center | Apple | Mesa | Maricopa County | Model estimate: $2B announced investment / $12.6M per MW all-in (building is a converted factory, so floor area overstates load) | 15 | operating | 159 | 1 | 150 | 0 | 0.7% | 2% | 9.3 | 52.9379 | 52.9379 | 52.9379 | 150 | 283.5 | 1495.4969 | 32272824.0784 | 3178313.4853 | 375000 | 3553313.4853 | 15000000 | 452.143 | 169.1808
google-redhawk-mesa-az | Google Mesa (Project Redhawk) Data Center Campus | Google | Mesa | Maricopa County | City of Mesa development-agreement revenue estimate assumed 150 MW | 15 | operating | 150 | 1 | 0 | 0 | 0.7% | 2% | 9.3 | 49.9415 | 49.9415 | 49.9415 | 29.9649 | 56.6336 | 1410.8462 | 30446060.4514 | 2998408.9484 | 74912.1863 | 3073321.1347 | 2996487.4508 | 426.55 | 159.6045
aligned-chandler-campus-az | Aligned Chandler Campus (PHX-04, PHX-06, PHX-08, PHX-09) | Aligned Data Centers | Chandler | Maricopa County | Model estimate: 853,289 sq ft / 6,000 sq ft per MW | 13 | operating | 142 | 0 | 0 | 0 | 0.7% | 1.5% | 9.37 | 47.2779 | 47.2779 | 47.2779 | 94.5558 | 178.7105 | 1335.601 | 27085989.2015 | 2859858.8116 | 236389.5656 | 3096248.3772 | 9455582.6226 | 403.8007 | 151.0922
iron-mountain-phoenix-campus-az | Iron Mountain Phoenix Campus (AZP-1, AZP-2, AZP-3) | Iron Mountain | Phoenix | Maricopa County | Reported: sum of reported AZP-1/2 (89 MW) + AZP-3 (36 MW); basis not specified | 8 | operating | 125 | 0 | 0 | 0 | 0.7% | 2.8% | 11 | 41.6179 | 41.6179 | 41.6179 | 83.2358 | 157.3156 | 1175.7051 | 27817183.7457 | 2955421.0065 | 208089.4063 | 3163510.4128 | 8323576.2523 | 355.4583 | 133.0037
meta-mesa-az | Meta Mesa Data Center | Meta | Mesa | Maricopa County | Model estimate: $1.00B investment / $12.6M per MW all-in | 15 | operating | 79 | 1 | 200 | 2000 | 0.7% | 2% | 9.3 | 26.3025 | 26.3025 | 26.3025 | 200 | 378 | 743.0457 | 16034925.171 | 1579162.0462 | 500000 | 2079162.0462 | 20000000 | 224.6497 | 84.0584
digital-realty-phx15-az | Digital Realty PHX15 (Chandler) | Digital Realty | Chandler | Maricopa County | Reported: reported (Arizona AI tracker; unverified) | 13 | operating | 54 | 0 | 0 | 0 | 0.7% | 1.5% | 9.37 | 17.9789 | 17.9789 | 17.9789 | 35.9578 | 67.9603 | 507.9046 | 10300305.7527 | 1087551.9424 | 89894.6235 | 1177446.566 | 3595784.941 | 153.558 | 57.4576
edged-mesa-az | Edged Phoenix (Mesa) | Edged US | Mesa | Maricopa County | Reported: 36 MW operational (operator/press-stated; IT vs utility basis not specified unless noted) | 9 | operating | 36 | 0 | 0 | 0 | 0.7% | 2% | 9.3 | 11.9859 | 11.9859 | 11.9859 | 23.9719 | 45.3069 | 338.6031 | 7307054.5083 | 719618.1476 | 59929.749 | 779547.8966 | 2397189.9607 | 102.372 | 38.3051
digital-realty-phx-tempe-az | Digital Realty PHX (Tempe) | Digital Realty | Tempe | Maricopa County | Reported: 33.8 MW (operator directory) | 12 | operating | 33.8 | 0 | 0 | 0 | 0.7% | 1.8% | 10.5 | 11.2535 | 11.2535 | 11.2535 | 22.507 | 42.5381 | 317.9107 | 6695198.7393 | 762821.0292 | 56267.3755 | 819088.4047 | 2250695.0186 | 96.1159 | 35.9642
digital-realty-phx10-az | Digital Realty PHX10 (120 E Van Buren) | Digital Realty | Phoenix | Maricopa County | Reported: reported (Arizona AI tracker) | 5 | operating | 32 | 0 | 0 | 0 | 0.7% | 2.8% | 11 | 10.6542 | 10.6542 | 10.6542 | 21.3084 | 40.2728 | 300.9805 | 7121199.0389 | 756587.7777 | 53270.888 | 809858.6657 | 2130835.5206 | 90.9973 | 34.049
lpc-frye-road-chandler-az | Lincoln Property Co. Frye Road Data Center (2500 W Frye Rd) | Lincoln Property Company | Chandler | Maricopa County | Reported: 28 MW confirmed utility power; +16 MW critical capacity planned | 13 | operating | 28 | 0 | 0 | 0 | 0.7% | 1.5% | 9.37 | 9.3224 | 9.3224 | 9.3224 | 18.6448 | 35.2387 | 263.358 | 5340899.2792 | 563915.822 | 46612.027 | 610527.849 | 1864481.0805 | 79.6227 | 29.7928
h5-data-centers-chandler-az | H5 Data Centers Phoenix (Chandler) | H5 Data Centers | Chandler | Maricopa County | Reported: 26 MW (operator) | 13 | operating | 26 | 0 | 0 | 0 | 0.7% | 1.5% | 9.37 | 8.6565 | 8.6565 | 8.6565 | 17.313 | 32.7216 | 244.5467 | 4959406.4735 | 523636.1204 | 43282.5965 | 566918.7169 | 1731303.8605 | 73.9353 | 27.6648
centersquare-phx3-az | Centersquare (Evoque/Cyxtera) PHX3 - Mesa | Centersquare (Cyxtera/Evoque) | Mesa | Maricopa County | Reported: 17.3 MW (operator directory) | 9 | operating | 17.3 | 0 | 0 | 0 | 0.7% | 2% | 9.3 | 5.7599 | 5.7599 | 5.7599 | 11.5198 | 21.7725 | 162.7176 | 3511445.6387 | 345816.4987 | 28799.5738 | 374616.0725 | 1151982.9533 | 49.1954 | 18.4077
centersquare-phx1-az | Centersquare (Evoque/Cyxtera) PHX1 - Phoenix | Centersquare | Phoenix | Maricopa County | Reported: operator directory (via Compute Atlas note) | 11 | operating | 13.3 | 0 | 0 | 0 | 0.7% | 2.8% | 11 | 4.4281 | 4.4281 | 4.4281 | 8.8563 | 16.7384 | 125.095 | 2959748.3505 | 314456.7951 | 22140.7128 | 336597.5079 | 885628.5132 | 37.8208 | 14.1516
iron-mountain-azs-1-az | Iron Mountain AZS-1 | Iron Mountain | Scottsdale | Maricopa County | Reported: 5.8 MW (operator directory) | 4 | operating | 5.8 | 0 | 0 | 0 | 0.7% | 1.75% | 10.5 | 1.9311 | 1.9311 | 1.9311 | 3.8621 | 7.2994 | 54.5527 | 1141788.4036 | 130898.2831 | 9655.3485 | 140553.6316 | 386213.9381 | 16.4933 | 6.1714
flexential-phoenix-deer-valley-az | Flexential Phoenix - Deer Valley | Flexential | Phoenix | Maricopa County | Reported: 5.02 MW (datacenterHawk via Compute Atlas) | 2 | operating | 5.02 | 0 | 0 | 0 | 0.7% | 2.8% | 11 | 1.6714 | 1.6714 | 1.6714 | 3.3427 | 6.3178 | 47.2163 | 1117138.0992 | 118689.7076 | 8356.8706 | 127046.5782 | 334274.8223 | 14.2752 | 5.3414
edgeconnex-tempe-phx01-az | EdgeConneX Phoenix EDCPHX01 | EdgeConneX | Tempe | Maricopa County | Reported: reported (Arizona AI tracker) | 8 | operating | 5 | 0 | 0 | 0 | 0.7% | 1.8% | 10.5 | 1.6647 | 1.6647 | 1.6647 | 3.3294 | 6.2926 | 47.0282 | 990414.0147 | 112843.3475 | 8323.5763 | 121166.9238 | 332943.0501 | 14.2183 | 5.3201
microsoft-el-mirage-az | Microsoft El Mirage Data Center Campus (PHX80-PHX83) | Microsoft | El Mirage | Maricopa County | Model default for a small retail/enterprise facility with no published capacity (2 MW) | 29 | operating | 2 | 1 | 0 | 0 | 0.7% | 3% | 10.09 | 0.66589 | 0.66589 | 0.66589 | 3 | 5.67 | 18.8113 | 454856.8067 | 43374.8334 | 7500 | 50874.8334 | 300000 | 5.6873 | 2.1281
phoenixnap-phx01-az | phoenixNAP PHX01 (3402 E University Dr) | phoenixNAP | Phoenix | Maricopa County | Model default for a small retail/enterprise facility with no published capacity (2 MW) | 11 | operating | 2 | 0 | 0 | 0 | 0.7% | 2.8% | 11 | 0.66589 | 0.66589 | 0.66589 | 3 | 5.67 | 18.8113 | 445074.9399 | 47286.7361 | 7500 | 54786.7361 | 300000 | 5.6873 | 2.1281
databank-phoenix-az | DataBank PHX1 (Downtown) & PHX2 (Sky Harbor) | DataBank | Phoenix | Maricopa County | Model default for a small retail/enterprise facility with no published capacity (2 MW) | 11 | operating | 2 | 0 | 0 | 0 | 0.7% | 2.8% | 11 | 0.66589 | 0.66589 | 0.66589 | 3 | 5.67 | 18.8113 | 445074.9399 | 47286.7361 | 7500 | 54786.7361 | 300000 | 5.6873 | 2.1281
lumen-phoenix-az | Lumen Phoenix 1-4 | Lumen Technologies | Phoenix | Maricopa County | Model default for a small retail/enterprise facility with no published capacity (2 MW) | 11 | operating | 2 | 0 | 0 | 0 | 0.7% | 2.8% | 11 | 0.66589 | 0.66589 | 0.66589 | 3 | 5.67 | 18.8113 | 445074.9399 | 47286.7361 | 7500 | 54786.7361 | 300000 | 5.6873 | 2.1281
us-signal-phoenix-az01 | US Signal Phoenix AZ01 | US Signal | Gilbert | Maricopa County | Model default for a small retail/enterprise facility with no published capacity (2 MW) | 14 | operating | 2 | 0 | 0 | 0 | 0.7% | 1.5% | 10.5 | 0.66589 | 0.66589 | 0.66589 | 3 | 5.67 | 18.8113 | 381492.8057 | 45137.339 | 7500 | 52637.339 | 300000 | 5.6873 | 2.1281
comarch-mesa-az | Comarch Mesa Data Center | Comarch | Mesa | Maricopa County | Model default for a small retail/enterprise facility with no published capacity (2 MW) | 9 | operating | 2 | 0 | 0 | 0 | 0.7% | 2% | 9.3 | 0.66589 | 0.66589 | 0.66589 | 3 | 5.67 | 18.8113 | 405947.4727 | 39978.786 | 7500 | 47478.786 | 300000 | 5.6873 | 2.1281
cogent-phoenix-az | Cogent Data Center - Phoenix | Cogent Communications | Phoenix | Maricopa County | Model default for a small retail/enterprise facility with no published capacity (2 MW) | 11 | operating | 2 | 0 | 0 | 0 | 0.7% | 2.8% | 11 | 0.66589 | 0.66589 | 0.66589 | 3 | 5.67 | 18.8113 | 445074.9399 | 47286.7361 | 7500 | 54786.7361 | 300000 | 5.6873 | 2.1281
expedient-phoenix-az | Expedient Phoenix | Expedient | Phoenix | Maricopa County | Model default for a small retail/enterprise facility with no published capacity (2 MW) | 11 | operating | 2 | 0 | 0 | 0 | 0.7% | 2.8% | 11 | 0.66589 | 0.66589 | 0.66589 | 3 | 5.67 | 18.8113 | 445074.9399 | 47286.7361 | 7500 | 54786.7361 | 300000 | 5.6873 | 2.1281
lightedge-phoenix-az | LightEdge Phoenix (Van Buren) | LightEdge | Phoenix | Maricopa County | Model default for a small retail/enterprise facility with no published capacity (2 MW) | 11 | operating | 2 | 0 | 0 | 0 | 0.7% | 2.8% | 11 | 0.66589 | 0.66589 | 0.66589 | 3 | 5.67 | 18.8113 | 445074.9399 | 47286.7361 | 7500 | 54786.7361 | 300000 | 5.6873 | 2.1281
1111-systems-scottsdale-az | 11:11 Systems Scottsdale | 11:11 Systems | Scottsdale | Maricopa County | Model default for a small retail/enterprise facility with no published capacity (2 MW) | 8 | operating | 2 | 0 | 0 | 0 | 0.7% | 1.75% | 10.5 | 0.66589 | 0.66589 | 0.66589 | 3 | 5.67 | 18.8113 | 393720.1392 | 45137.339 | 7500 | 52637.339 | 300000 | 5.6873 | 2.1281
liquid-web-phoenix-az | Liquid Web Phoenix | Liquid Web | Scottsdale | Maricopa County | Model default for a small retail/enterprise facility with no published capacity (2 MW) | 8 | operating | 2 | 0 | 0 | 0 | 0.7% | 1.75% | 10.5 | 0.66589 | 0.66589 | 0.66589 | 3 | 5.67 | 18.8113 | 393720.1392 | 45137.339 | 7500 | 52637.339 | 300000 | 5.6873 | 2.1281
lexisnexis-scottsdale-az | LexisNexis Scottsdale (enterprise) | LexisNexis | Scottsdale | Maricopa County | Model default for a small retail/enterprise facility with no published capacity (2 MW) | 8 | operating | 2 | 0 | 0 | 0 | 0.7% | 1.75% | 10.5 | 0.66589 | 0.66589 | 0.66589 | 3 | 5.67 | 18.8113 | 393720.1392 | 45137.339 | 7500 | 52637.339 | 300000 | 5.6873 | 2.1281
omnis-tempe-az | Omnis Network Data Center | Omnis Network | Tempe | Maricopa County | Model default for a small retail/enterprise facility with no published capacity (2 MW) | 8 | operating | 2 | 0 | 0 | 0 | 0.7% | 1.8% | 10.5 | 0.66589 | 0.66589 | 0.66589 | 3 | 5.67 | 18.8113 | 396165.6059 | 45137.339 | 7500 | 52637.339 | 300000 | 5.6873 | 2.1281
colobarn-tempe-az | ColoBarn Phoenix Data Center | ColoBarn | Tempe | Maricopa County | Model default for a small retail/enterprise facility with no published capacity (2 MW) | 8 | operating | 2 | 0 | 0 | 0 | 0.7% | 1.8% | 10.5 | 0.66589 | 0.66589 | 0.66589 | 3 | 5.67 | 18.8113 | 396165.6059 | 45137.339 | 7500 | 52637.339 | 300000 | 5.6873 | 2.1281
hivelocity-chandler-az | Hivelocity Phoenix 1 | Hivelocity | Chandler | Maricopa County | Model default for a small retail/enterprise facility with no published capacity (2 MW) | 13 | operating | 2 | 0 | 0 | 0 | 0.7% | 1.5% | 9.37 | 0.66589 | 0.66589 | 0.66589 | 3 | 5.67 | 18.8113 | 381492.8057 | 40279.7016 | 7500 | 47779.7016 | 300000 | 5.6873 | 2.1281
uniti-phoenix-az | Uniti Phoenix | Uniti Wholesale | Phoenix | Maricopa County | Model default for a small retail/enterprise facility with no published capacity (2 MW) | 11 | operating | 2 | 0 | 0 | 0 | 0.7% | 2.8% | 11 | 0.66589 | 0.66589 | 0.66589 | 3 | 5.67 | 18.8113 | 445074.9399 | 47286.7361 | 7500 | 54786.7361 | 300000 | 5.6873 | 2.1281
cleardata-phoenix-az | ClearData Data Center | ClearData Networks | Phoenix | Maricopa County | Model default for a small retail/enterprise facility with no published capacity (2 MW) | 11 | operating | 2 | 0 | 0 | 0 | 0.7% | 2.8% | 11 | 0.66589 | 0.66589 | 0.66589 | 3 | 5.67 | 18.8113 | 445074.9399 | 47286.7361 | 7500 | 54786.7361 | 300000 | 5.6873 | 2.1281
nexustek-phoenix-az | NexusTek Data Center | NexusTek | Phoenix | Maricopa County | Model default for a small retail/enterprise facility with no published capacity (2 MW) | 11 | operating | 2 | 0 | 0 | 0 | 0.7% | 2.8% | 11 | 0.66589 | 0.66589 | 0.66589 | 3 | 5.67 | 18.8113 | 445074.9399 | 47286.7361 | 7500 | 54786.7361 | 300000 | 5.6873 | 2.1281
evocative-phx1-az | Evocative PHX1 | Evocative | Phoenix | Maricopa County | Model default for a small retail/enterprise facility with no published capacity (2 MW) | 11 | operating | 2 | 0 | 0 | 0 | 0.7% | 2.8% | 11 | 0.66589 | 0.66589 | 0.66589 | 3 | 5.67 | 18.8113 | 445074.9399 | 47286.7361 | 7500 | 54786.7361 | 300000 | 5.6873 | 2.1281
raeden-phoenix-az | Raeden Phoenix | Raeden | Phoenix | Maricopa County | Model default for a small retail/enterprise facility with no published capacity (2 MW) | 11 | operating | 2 | 0 | 0 | 0 | 0.7% | 2.8% | 11 | 0.66589 | 0.66589 | 0.66589 | 3 | 5.67 | 18.8113 | 445074.9399 | 47286.7361 | 7500 | 54786.7361 | 300000 | 5.6873 | 2.1281
saragon-phoenix-az | Saragon Phoenix | Saragon | Phoenix | Maricopa County | Model default for a small retail/enterprise facility with no published capacity (2 MW) | 11 | operating | 2 | 0 | 0 | 0 | 0.7% | 2.8% | 11 | 0.66589 | 0.66589 | 0.66589 | 3 | 5.67 | 18.8113 | 445074.9399 | 47286.7361 | 7500 | 54786.7361 | 300000 | 5.6873 | 2.1281
dcx-goodyear-az | DCX Goodyear | DCX | Goodyear | Maricopa County | Model default for a small retail/enterprise facility with no published capacity (2 MW) | 23 | operating | 2 | 0 | 0 | 0 | 0.7% | 3.5% | 11 | 0.66589 | 0.66589 | 0.66589 | 3 | 5.67 | 18.8113 | 479311.4738 | 47286.7361 | 7500 | 54786.7361 | 300000 | 5.6873 | 2.1281
cgi-phoenix-az | CGI Phoenix Data Center (enterprise) | CGI | Phoenix | Maricopa County | Model default for a small retail/enterprise facility with no published capacity (2 MW) | 11 | operating | 2 | 0 | 0 | 0 | 0.7% | 2.8% | 11 | 0.66589 | 0.66589 | 0.66589 | 3 | 5.67 | 18.8113 | 445074.9399 | 47286.7361 | 7500 | 54786.7361 | 300000 | 5.6873 | 2.1281
hbs-phoenix-az | HBS Phoenix | Heartland Business Systems | Phoenix | Maricopa County | Model default for a small retail/enterprise facility with no published capacity (2 MW) | 11 | operating | 2 | 0 | 0 | 0 | 0.7% | 2.8% | 11 | 0.66589 | 0.66589 | 0.66589 | 3 | 5.67 | 18.8113 | 445074.9399 | 47286.7361 | 7500 | 54786.7361 | 300000 | 5.6873 | 2.1281
verizon-3930-watkins-az | Verizon 3930 Watkins | Verizon Enterprise | Phoenix | Maricopa County | Model default for a small retail/enterprise facility with no published capacity (2 MW) | 11 | operating | 2 | 0 | 0 | 0 | 0.7% | 2.8% | 11 | 0.66589 | 0.66589 | 0.66589 | 3 | 5.67 | 18.8113 | 445074.9399 | 47286.7361 | 7500 | 54786.7361 | 300000 | 5.6873 | 2.1281
windstream-phoenix-az | Windstream Phoenix | Windstream | Phoenix | Maricopa County | Model default for a small retail/enterprise facility with no published capacity (2 MW) | 11 | operating | 2 | 0 | 0 | 0 | 0.7% | 2.8% | 11 | 0.66589 | 0.66589 | 0.66589 | 3 | 5.67 | 18.8113 | 445074.9399 | 47286.7361 | 7500 | 54786.7361 | 300000 | 5.6873 | 2.1281
datacanopy-phoenix-az | DataCanopy Phoenix | DataCanopy | Phoenix | Maricopa County | Model default for a small retail/enterprise facility with no published capacity (2 MW) | 11 | operating | 2 | 0 | 0 | 0 | 0.7% | 2.8% | 11 | 0.66589 | 0.66589 | 0.66589 | 3 | 5.67 | 18.8113 | 445074.9399 | 47286.7361 | 7500 | 54786.7361 | 300000 | 5.6873 | 2.1281
horizoniq-phoenix-az | HorizonIQ (Internap) Phoenix | HorizonIQ | Phoenix | Maricopa County | Model default for a small retail/enterprise facility with no published capacity (2 MW) | 11 | operating | 2 | 0 | 0 | 0 | 0.7% | 2.8% | 11 | 0.66589 | 0.66589 | 0.66589 | 3 | 5.67 | 18.8113 | 445074.9399 | 47286.7361 | 7500 | 54786.7361 | 300000 | 5.6873 | 2.1281
amex-phoenix-az | American Express Phoenix Information Processing Center (enterprise) | American Express | Phoenix | Maricopa County | Model default for a small retail/enterprise facility with no published capacity (2 MW) | 11 | operating | 2 | 0 | 0 | 0 | 0.7% | 2.8% | 11 | 0.66589 | 0.66589 | 0.66589 | 3 | 5.67 | 18.8113 | 445074.9399 | 47286.7361 | 7500 | 54786.7361 | 300000 | 5.6873 | 2.1281
schwab-phoenix-az | Charles Schwab Phoenix Data Center (enterprise) | Charles Schwab | Phoenix | Maricopa County | Model default for a small retail/enterprise facility with no published capacity (2 MW) | 11 | operating | 2 | 0 | 0 | 0 | 0.7% | 2.8% | 11 | 0.66589 | 0.66589 | 0.66589 | 3 | 5.67 | 18.8113 | 445074.9399 | 47286.7361 | 7500 | 54786.7361 | 300000 | 5.6873 | 2.1281
godaddy-phoenix-az | GoDaddy Phoenix Data Center (enterprise) | GoDaddy | Phoenix | Maricopa County | Model default for a small retail/enterprise facility with no published capacity (2 MW) | 11 | operating | 2 | 0 | 0 | 0 | 0.7% | 2.8% | 11 | 0.66589 | 0.66589 | 0.66589 | 3 | 5.67 | 18.8113 | 445074.9399 | 47286.7361 | 7500 | 54786.7361 | 300000 | 5.6873 | 2.1281
login-dc2-tucson-az | Login DC2 | Login, LLC | Tucson | Pima County | Model default for a small retail/enterprise facility with no published capacity (2 MW) | 20 | operating | 2 | 0 | 0 | 0 | 0.5% | 2.6% | 10.5 | 0.66589 | 0.66589 | 0.66589 | 3 | 5.67 | 18.8113 | 425511.2063 | 45137.339 | 7500 | 52637.339 | 300000 | 5.6873 | 2.1281
ark-tucson-az | Ark Data Centers Tucson | Ark Data Centers | Tucson | Pima County | Model default for a small retail/enterprise facility with no published capacity (2 MW) | 21 | operating | 2 | 0 | 0 | 0 | 0.5% | 2.6% | 10.5 | 0.66589 | 0.66589 | 0.66589 | 3 | 5.67 | 18.8113 | 425511.2063 | 45137.339 | 7500 | 52637.339 | 300000 | 5.6873 | 2.1281
winsor-colocation-tucson-az | Winsor Colocation | Winsor Consulting Group | Tucson | Pima County | Model default for a small retail/enterprise facility with no published capacity (2 MW) | 18 | operating | 2 | 0 | 0 | 0 | 0.5% | 2.6% | 10.5 | 0.66589 | 0.66589 | 0.66589 | 3 | 5.67 | 18.8113 | 425511.2063 | 45137.339 | 7500 | 52637.339 | 300000 | 5.6873 | 2.1281
directv-tucson-az | DirecTV Tucson (enterprise) | DirecTV | Tucson | Pima County | Model default for a small retail/enterprise facility with no published capacity (2 MW) | 21 | operating | 2 | 0 | 0 | 0 | 0.5% | 2.6% | 10.5 | 0.66589 | 0.66589 | 0.66589 | 3 | 5.67 | 18.8113 | 425511.2063 | 45137.339 | 7500 | 52637.339 | 300000 | 5.6873 | 2.1281
lumen-tucson-az | Lumen Tucson 1 | Lumen | Tucson | Pima County | Model default for a small retail/enterprise facility with no published capacity (2 MW) | 20 | operating | 2 | 0 | 0 | 0 | 0.5% | 2.6% | 10.5 | 0.66589 | 0.66589 | 0.66589 | 3 | 5.67 | 18.8113 | 425511.2063 | 45137.339 | 7500 | 52637.339 | 300000 | 5.6873 | 2.1281
tecfusions-tucson-az | TECfusions Tucson | TECfusions | Tucson | Pima County | Model default for a small retail/enterprise facility with no published capacity (2 MW) | 21 | operating | 2 | 0 | 0 | 0 | 0.5% | 2.6% | 10.5 | 0.66589 | 0.66589 | 0.66589 | 3 | 5.67 | 18.8113 | 425511.2063 | 45137.339 | 7500 | 52637.339 | 300000 | 5.6873 | 2.1281
simply-bits-tucson-az | Simply Bits Vault | Simply Bits | Tucson | Pima County | Model default for a small retail/enterprise facility with no published capacity (2 MW) | 18 | operating | 2 | 0 | 0 | 0 | 0.5% | 2.6% | 10.5 | 0.66589 | 0.66589 | 0.66589 | 3 | 5.67 | 18.8113 | 425511.2063 | 45137.339 | 7500 | 52637.339 | 300000 | 5.6873 | 2.1281
firstdigital-tucson-az | FirstDigital Tucson | FirstDigital | Tucson | Pima County | Model default for a small retail/enterprise facility with no published capacity (2 MW) | 21 | operating | 2 | 0 | 0 | 0 | 0.5% | 2.6% | 10.5 | 0.66589 | 0.66589 | 0.66589 | 3 | 5.67 | 18.8113 | 425511.2063 | 45137.339 | 7500 | 52637.339 | 300000 | 5.6873 | 2.1281
directv-benson-az | DirecTV Benson (enterprise) | DirecTV | Benson | Cochise County | Model default for a small retail/enterprise facility with no published capacity (2 MW) | 19 | operating | 2 | 0 | 0 | 0 | 0.5% | 3% | 10.5 | 0.66589 | 0.66589 | 0.66589 | 3 | 5.67 | 18.8113 | 445074.9399 | 45137.339 | 7500 | 52637.339 | 300000 | 5.6873 | 2.1281
microsoft-goodyear-airpark-az | Microsoft Goodyear Airpark Campus (PHX10-PHX15) | Microsoft | Goodyear | Maricopa County | Counted inside the Microsoft Goodyear campus estimate (not disclosed separately) | 11 | operating | 0 | 1 | 0 | 0 | 0.7% | 3.5% | 11 | 0 | 0 | 0 | 0 | 0 | 0 | 0 | 0 | 0 | 0 | 0 | 0 | 0
beale-project-blue-pima-county-az | Project Blue (Beale Infrastructure; AWS end user) | Beale Infrastructure | Tucson area (unincorporated Pima County) | Pima County | Reported: ~600 MW reported (500-700 MW range); TEP energy supply agreement filed for 286 MW (Sept 2025) | 19 | under construction | 600 | 1 | 180 | 0 | 0.5% | 0% | 10.5 | 0 | 600 | 600 | 180 | 340.2 | 16950 | 268827000 | 40671225 | 450000 | 41121225 | 18000000 | 5124.6 | 1917.4989
novva-mesa-az | Novva Mesa Data Center Campus (Project Borealis) | Novva Data Centers | Mesa | Maricopa County | Reported: 300 MW planned/full build (operator/press-stated; IT vs utility basis not specified unless noted) | 15 | under construction | 300 | 1 | 200 | 0 | 0.7% | 2% | 9.3 | 0 | 300 | 300 | 200 | 378 | 8475 | 182890500 | 18011542.5 | 500000 | 18511542.5 | 20000000 | 2562.3 | 958.7495
stack-phx02-phoenix-az | STACK Infrastructure PHX02 Campus | STACK Infrastructure | Phoenix | Maricopa County | Reported: 250 MW operator-stated campus capacity | 8 | under construction | 250 | 1 | 0 | 0 | 0.7% | 2.8% | 11 | 0 | 250 | 250 | 150 | 283.5 | 7062.5 | 167098750 | 17753312.5 | 375000 | 18128312.5 | 15000000 | 2135.25 | 798.9579
prime-avondale-az | Prime Data Centers Phoenix/Avondale Campus (PHX01) | Prime Data Centers | Avondale | Maricopa County | Reported: 240 MW campus (operator) | 22 | under construction | 240 | 0 | 0 | 0 | 0.7% | 2.5% | 13.02 | 0 | 240 | 240 | 480 | 907.2 | 6780 | 155126400 | 20172927.6 | 1200000 | 21372927.6 | 48000000 | 2049.84 | 766.9996
menlo-digital-md-phx1-az | Menlo Digital MD-PHX1 (East Thistle Landing) | Menlo Digital (Menlo Equities) | Phoenix | Maricopa County | Reported: 180 MW critical IT load; 257 MW utility feed | 12 | under construction | 180 | 0 | 0 | 0 | 0.7% | 2.8% | 11 | 0 | 180 | 180 | 360 | 680.4 | 5085 | 120311100 | 12782385 | 900000 | 13682385 | 36000000 | 1537.38 | 575.2497
edgeconnex-mesa-campus-phx11-3302-s-hawes-rd-az | EdgeConneX Mesa Campus (PHX11) | EdgeConneX | Mesa | Maricopa County | Model estimate: 1,000,000 sq ft / 6,000 sq ft per MW | 15 | under construction | 167 | 0 | 0 | 0 | 0.7% | 2% | 9.3 | 0 | 167 | 167 | 334 | 631.26 | 4717.75 | 101809045 | 10026425.325 | 835000 | 10861425.325 | 33400000 | 1426.347 | 533.7039
aws-mesa-pecos-road-az | AWS Mesa - Pecos Road Campus (PHX65) | Amazon Web Services | Mesa | Maricopa County | Model estimate: 454,000 sq ft / 6,000 sq ft per MW | 15 | under construction | 76 | 1 | 0 | 0 | 0.7% | 2% | 9.3 | 0 | 76 | 76 | 45.6 | 86.184 | 2147 | 46332260 | 4562924.1 | 114000 | 4676924.1 | 4560000 | 649.116 | 242.8832
aligned-phx13-glendale-az | Aligned West Valley Campus (PHX-13; also listed PHX-07/12/14) | Aligned Data Centers | Glendale | Maricopa County | Reported: 72 MW planned/full build (operator/press-stated; IT vs utility basis not specified unless noted) | 24 | under construction | 72 | 0 | 0 | 0 | 0.7% | 2.9% | 10.5 | 0 | 72 | 72 | 144 | 272.16 | 2034 | 48653280 | 4880547 | 360000 | 5240547 | 14400000 | 614.952 | 230.0999
5c-data-centers-phx01-phoenix-az | 5C Data Centers PHX01 | 5C Data Centers | Phoenix | Maricopa County | Reported: 20 MW planned (operator) | 26 | under construction | 20 | 0 | 0 | 0 | 0.7% | 2.8% | 11 | 0 | 20 | 20 | 40 | 75.6 | 565 | 13367900 | 1420265 | 100000 | 1520265 | 4000000 | 170.82 | 63.9166
qts-phoenix-4-tolleson-az | QTS Phoenix 4 (Hermosa Ranch Technology Campus, Avondale/Tolleson) | QTS Data Centers | Tolleson | Maricopa County | Capacity not disclosed — not estimated | 22 | under construction | 0 | 0 | 0 | 0 | 0.7% | 2.5% | 13 | 0 | 0 | 0 | 0 | 0 | 0 | 0 | 0 | 0 | 0 | 0 | 0 | 0
tract-buckeye-tech-corridor-az | Tract Buckeye Tech Corridor (Buckeye Technology Park) | Tract | Buckeye | Maricopa County | Reported: APS expanding service for up to 1.8 GW of demand (utility load) | 25 | approved/planned | 1800 | 1 | 0 | 0 | 0.7% | 3% | 11.66 | 0 | 1800 | 1800 | 1080 | 2041.2 | 50850 | 1229553000 | 135493281 | 2700000 | 138193281 | 108000000 | 15373.8 | 5752.4967
arizona-land-consulting-hassayampa-ranch-tonopah-az | Hassayampa Ranch Data Center | Arizona Land Consulting | Tonopah | Maricopa County | Reported: 1.5 GW planned (reported) | 25 | approved/planned | 1500 | 1 | 0 | 0 | 0.7% | 0% | 10.5 | 0 | 1500 | 1500 | 900 | 1701 | 42375 | 694102500 | 101678062.5 | 2250000 | 103928062.5 | 90000000 | 12811.5 | 4793.7473
qts-phoenix-3-glendale-az | QTS Phoenix 3 Campus (Camelback 303 / Glendale) | QTS Data Centers (Blackstone) | Glendale | Maricopa County | Reported: critical capacity at full build (DCD, from filings) | 29 | approved/planned | 750 | 1 | 0 | 0 | 0.7% | 2.9% | 10.5 | 0 | 750 | 750 | 450 | 850.5 | 21187.5 | 506805000 | 50839031.25 | 1125000 | 51964031.25 | 45000000 | 6405.75 | 2396.8736
edgecore-dobson-farms-east-florence-az | EdgeCore Dobson Farms East (Florence Tech Park) | EdgeCore Digital Infrastructure | Florence | Pinal County | Reported: 720 MW = ten buildings x ~72 MW (concept plan) | 7 | approved/planned | 720 | 1 | 0 | 0 | 1.1% | 2% | 10.5 | 0 | 720 | 720 | 432 | 816.48 | 20340 | 460090800 | 48805470 | 1080000 | 49885470 | 43200000 | 6149.52 | 2300.9987
compass-phx-ii-el-mirage-az | Compass Datacenters PHX II Campus (El Mirage) | Compass Datacenters | El Mirage | Maricopa County | Reported: 3 buildings x 36 MW (IT load, per DCD/Data Center Map); master plan up to 350 MW cited by Data Center Map | 29 | approved/planned | 108 | 0 | 0 | 0 | 0.7% | 3% | 10.09 | 0 | 108 | 108 | 216 | 408.24 | 3051 | 73773180 | 7034959.89 | 540000 | 7574959.89 | 21600000 | 922.428 | 345.1498
phoenixnap-phx02-phoenix-az | phoenixNAP PHX02 | phoenixNAP | Phoenix | Maricopa County | Reported: 30 MW initial, up to 50 MW (AZBEX) | 11 | approved/planned | 50 | 0 | 0 | 0 | 0.7% | 2.8% | 11 | 0 | 50 | 50 | 100 | 189 | 1412.5 | 33419750 | 3550662.5 | 250000 | 3800662.5 | 10000000 | 427.05 | 159.7916
vantage-glendale-az3-az | Vantage Glendale Campus (AZ3, Camelback 303) | Vantage Data Centers | Glendale | Maricopa County | Capacity not disclosed — not estimated | 29 | approved/planned | 0 | 0 | 0 | 0 | 0.7% | 2.9% | 10.5 | 0 | 0 | 0 | 0 | 0 | 0 | 0 | 0 | 0 | 0 | 0 | 0 | 0
arizona-land-consulting-balterra-tonopah-az | Balterra | Arizona Land Consulting | Tonopah | Maricopa County | Capacity not disclosed — not estimated | 25 | approved/planned | 0 | 0 | 0 | 0 | 0.7% | 0% | 10.5 | 0 | 0 | 0 | 0 | 0 | 0 | 0 | 0 | 0 | 0 | 0 | 0 | 0
grandilla-foot-creek-491st-thomas-tonopah-az | 491st Avenue and Thomas Road Data Center / Solar Site | Grandilla (Arizona) Inc. and Foot Creek Corporation | Tonopah | Maricopa County | Capacity not disclosed — not estimated | 25 | approved/planned | 0 | 0 | 0 | 0 | 0.7% | 0% | 10.5 | 0 | 0 | 0 | 0 | 0 | 0 | 0 | 0 | 0 | 0 | 0 | 0 | 0
takanock-project-baccara-maricopa-county-az | Project Baccara (Takanock) | Takanock, LLC | Glendale (pre-annexation) / unincorporated Maricopa County | Maricopa County | 700 MW figure is on-site gas generation, not computing load; IT load not disclosed | 29 | approved/planned | 0 | 0 | 100 | 0 | 0.7% | 0% | 10.5 | 0 | 0 | 0 | 100 | 189 | 0 | 0 | 0 | 250000 | 250000 | 10000000 | 0 | 0
ryan-companies-florence-tech-park-az | Florence Tech Park | Ryan Companies US, Inc. | Florence | Pinal County | Capacity not disclosed — not estimated | 7 | approved/planned | 0 | 0 | 0 | 0 | 1.1% | 2% | 10.5 | 0 | 0 | 0 | 0 | 0 | 0 | 0 | 0 | 0 | 0 | 0 | 0 | 0
lpi-group-project-midway-casa-grande-az | Project Midway Data Center | LPI Group | Casa Grande | Pinal County | Capacity not disclosed — not estimated | 16 | approved/planned | 0 | 0 | 225 | 0 | 1.1% | 4% | 10.5 | 0 | 0 | 0 | 225 | 425.25 | 0 | 0 | 0 | 562500 | 562500 | 22500000 | 0 | 0
w-holdings-energy-generation-technology-campus-maricopa-az | W Holdings / Copia Energy Generation & Technology Campus (south of Maricopa) | W Holdings | Maricopa | Pinal County | Capacity not disclosed — not estimated | 16 | approved/planned | 0 | 0 | 500 | 0 | 1.1% | 2% | 10.5 | 0 | 0 | 0 | 500 | 945 | 0 | 0 | 0 | 1250000 | 1250000 | 50000000 | 0 | 0
casa-grande-willis-barnes-site-az | Casa Grande West (Willis/Barnes) data center site |  | Casa Grande | Pinal County | Capacity not disclosed — not estimated | 16 | approved/planned | 0 | 0 | 0 | 0 | 1.1% | 4% | 10.5 | 0 | 0 | 0 | 0 | 0 | 0 | 0 | 0 | 0 | 0 | 0 | 0 | 0
fremont-peak-luckett-road-marana-az | Beale Marana Luckett Road Campus (Fremont Peak Properties) | Fremont Peak Properties LLC (Beale Infrastructure) | Marana | Pima County | Capacity not disclosed — not estimated | 17 | approved/planned | 0 | 1 | 0 | 4200 | 0.5% | 4% | 10.5 | 0 | 0 | 0 | 0 | 0 | 0 | 0 | 0 | 0 | 0 | 0 | 0 | 0
entrata-mohave-az | Entrata Data Center (White Hills) | Clean Cloud Energy (developer); Al Barbarich (Entrata master plan owner) | White Hills area (unincorporated) | Mohave County | Reported: up to 1.25 GW maximum | 30 | proposed | 1250 | 1 | 150 | 1200 | 0.5% | 0% | 10.5 | 0 | 1250 | 1250 | 150 | 283.5 | 35312.5 | 560056250 | 84731718.75 | 375000 | 85106718.75 | 15000000 | 10676.25 | 3994.7894
huntley-page-az | Huntley Page Data Center Campus | Huntley LLC (linked to UK-based Hollybrook/Rooskey) | Page | Coconino County | Reported: up to 1 GW (developer target) | 6 | proposed | 1000 | 1 | 0 | 0 | 0.5% | 3% | 10.5 | 0 | 1000 | 1000 | 600 | 1134 | 28250 | 668395000 | 67785375 | 1500000 | 69285375 | 60000000 | 8541 | 3195.8315
davis-monthan-afb-data-center-az | Davis-Monthan AFB commercial AI data center (federal land lease) | U.S. Air Force (lessor; developer not selected) | Tucson | Pima County | Reported: 500+ MW sought in RFI | 21 | proposed | 500 | 1 | 0 | 0 | 0.5% | 2.6% | 10.5 | 0 | 500 | 500 | 300 | 567 | 14125 | 319507500 | 33892687.5 | 750000 | 34642687.5 | 30000000 | 4270.5 | 1597.9158
ryan-companies-southwest-crossing-data-park-eloy-az | Ryan Companies Southwest Crossing Data Park | Ryan Companies US, Inc. | Eloy | Pinal County | Reported: 400 MW (reported) | 16 | proposed | 400 | 1 | 0 | 0 | 1.1% | 4.5% | 10.5 | 0 | 400 | 400 | 240 | 453.6 | 11300 | 329056000 | 27114150 | 600000 | 27714150 | 24000000 | 3416.4 | 1278.3326
ntt-global-mesa-az | NTT Mesa Pacific Proving Technology Park (PH10 campus) | NTT Global Data Centers | Mesa | Maricopa County | Reported: 360 MW planned (reported) | 15 | proposed | 360 | 1 | 0 | 0 | 0.7% | 2% | 9.3 | 0 | 360 | 360 | 216 | 408.24 | 10170 | 219468600 | 21613851 | 540000 | 22153851 | 21600000 | 3074.76 | 1150.4993
cyrusone-mesa-elliot-ellsworth-az | CyrusOne Mesa Campus (Mesa Elliot Technology Park) | CyrusOne | Mesa | Maricopa County | Reported: 198 MW planned (per Baxtel/Compute Atlas; basis not specified) | 15 | proposed | 198 | 0 | 0 | 0 | 0.7% | 2% | 9.3 | 0 | 198 | 198 | 396 | 748.44 | 5593.5 | 120707730 | 11887618.05 | 990000 | 12877618.05 | 39600000 | 1691.118 | 632.7746
aws-mesa-elliot-road-az | AWS Mesa - Elliot Road Site | Amazon Web Services | Mesa | Maricopa County | Capacity not disclosed — not estimated | 9 | proposed | 0 | 1 | 0 | 0 | 0.7% | 2% | 9.3 | 0 | 0 | 0 | 0 | 0 | 0 | 0 | 0 | 0 | 0 | 0 | 0 | 0
aws-laveen-az | AWS Laveen (Phoenix) Land Site | Amazon Web Services | Laveen | Maricopa County | Capacity not disclosed — not estimated | 11 | proposed | 0 | 1 | 0 | 0 | 0.7% | 2.8% | 11 | 0 | 0 | 0 | 0 | 0 | 0 | 0 | 0 | 0 | 0 | 0 | 0 | 0
aligned-peoria-campus-az | Aligned Peoria Campus (Peoria Logistics Park) | Aligned Data Centers | Peoria | Maricopa County | Capacity not disclosed — not estimated | 27 | proposed | 0 | 0 | 0 | 0 | 0.7% | 1.8% | 10.5 | 0 | 0 | 0 | 0 | 0 | 0 | 0 | 0 | 0 | 0 | 0 | 0 | 0
arizona-land-consulting-camelback-creek-tonopah-az | Camelback Creek | Arizona Land Consulting | Tonopah | Maricopa County | Capacity not disclosed — not estimated | 25 | proposed | 0 | 0 | 0 | 0 | 0.7% | 0% | 10.5 | 0 | 0 | 0 | 0 | 0 | 0 | 0 | 0 | 0 | 0 | 0 | 0 | 0
alc-johnson-southern-buckeye-az | Arizona Land Consulting - Johnson Rd & Southern Ave site | Arizona Land Consulting | Buckeye | Maricopa County | Capacity not disclosed — not estimated | 25 | proposed | 0 | 0 | 0 | 0 | 0.7% | 3% | 11.66 | 0 | 0 | 0 | 0 | 0 | 0 | 0 | 0 | 0 | 0 | 0 | 0 | 0
wintersburg-313-tonopah-az | Wintersburg 313 | 313 Wintersburg LLC and Wintersburg Four LLC | Tonopah | Maricopa County | Capacity not disclosed — not estimated | 25 | proposed | 0 | 0 | 0 | 0 | 0.7% | 0% | 10.5 | 0 | 0 | 0 | 0 | 0 | 0 | 0 | 0 | 0 | 0 | 0 | 0 | 0
belmont-tonopah-az | Belmont Mixed-Use Area (data center-eligible rezoning) | LKY Development Company | Tonopah | Maricopa County | Capacity not disclosed — not estimated | 25 | proposed | 0 | 0 | 0 | 0 | 0.7% | 0% | 10.5 | 0 | 0 | 0 | 0 | 0 | 0 | 0 | 0 | 0 | 0 | 0 | 0 | 0
fortescue-buckeye-az | Fortescue Buckeye (former Nikola hydrogen site) potential data center | Fortescue (Phoenix Hydrogen Hub LLC) | Buckeye | Maricopa County | Capacity not disclosed — not estimated | 23 | proposed | 0 | 0 | 0 | 0 | 0.7% | 3% | 11.66 | 0 | 0 | 0 | 0 | 0 | 0 | 0 | 0 | 0 | 0 | 0 | 0 | 0
zinke-arizona-independent-technology-campus-pinal-az | Arizona Independent Technology Campus | Zinke Investments LLC |  | Pinal County | Capacity not disclosed — not estimated | 16 | proposed | 0 | 0 | 0 | 0 | 1.1% | 0% | 10.5 | 0 | 0 | 0 | 0 | 0 | 0 | 0 | 0 | 0 | 0 | 0 | 0 | 0
alc-casa-grande-az | Arizona Land Consulting Casa Grande mixed-use site | Arizona Land Consulting | Casa Grande | Pinal County | Capacity not disclosed — not estimated | 16 | proposed | 0 | 0 | 0 | 0 | 1.1% | 4% | 10.5 | 0 | 0 | 0 | 0 | 0 | 0 | 0 | 0 | 0 | 0 | 0 | 0 | 0
sahuarita-holdings-project-gravel-pima-county-az | Project Gravel | Sahuarita Holdings, LLC | Sahuarita area (Pima County) | Pima County | Capacity not disclosed — not estimated | 21 | proposed | 0 | 0 | 0 | 0 | 0.5% | 0% | 10.5 | 0 | 0 | 0 | 0 | 0 | 0 | 0 | 0 | 0 | 0 | 0 | 0 | 0
tract-project-range-buckeye-goodyear-az | Project Range | Tract | Buckeye | Maricopa County | Capacity not disclosed — not estimated | 25 | cancelled/withdrawn | 0 | 0 | 0 | 0 | 0.7% | 3% | 11.66 | 0 | 0 | 0 | 0 | 0 | 0 | 0 | 0 | 0 | 0 | 0 | 0 | 0
vintage-partners-laveen-az | Vintage Partners Laveen Data Center (withdrawn) | Vintage Partners | Phoenix (Laveen) | Maricopa County | Capacity not disclosed — not estimated | 22 | cancelled/withdrawn | 0 | 0 | 0 | 0 | 0.7% | 2.8% | 11 | 0 | 0 | 0 | 0 | 0 | 0 | 0 | 0 | 0 | 0 | 0 | 0 | 0
active-infrastructure-chandler-az | Active Infrastructure Price/Dobson AI Data Center (rejected) | Active Infrastructure | Chandler | Maricopa County | Capacity not disclosed — not estimated | 13 | cancelled/withdrawn | 0 | 0 | 0 | 0 | 0.7% | 1.5% | 9.37 | 0 | 0 | 0 | 0 | 0 | 0 | 0 | 0 | 0 | 0 | 0 | 0 | 0
vermaland-la-osa-eloy-az | Vermaland La Osa Data Center & Energy Park (rejected) | Vermaland LLC | Eloy | Pinal County | Capacity not disclosed — not estimated | 16 | cancelled/withdrawn | 0 | 0 | 0 | 0 | 1.1% | 4.5% | 10.5 | 0 | 0 | 0 | 0 | 0 | 0 | 0 | 0 | 0 | 0 | 0 | 0 | 0
the-hive-kingman-az | The Hive solar data center (Kingman) - not built | Pegasus Group Holdings / Plus Minus Power | Kingman area (Golden Valley) | Mohave County | 340 MW figure is solar generation, not computing load | 30 | cancelled/withdrawn | 0 | 0 | 0 | 0 | 0.5% | 0% | 10.5 | 0 | 0 | 0 | 0 | 0 | 0 | 0 | 0 | 0 | 0 | 0 | 0 | 0
Totals by status
[24 empty] | Scale factor (online ÷ announced operating MW) | 0.33294
| 67 | [5 empty] | operating | 3604.22 | [6 empty] | 1200 | 1200 | 1200 | 1963.1802 | 3710.4106 | 33900 | 782839670.7415 | 80492685.8582 | 4907950.5413 | 85400636.3996 | 196318021.6524 | 10249.2 | 3834.9978
| 10 | [5 empty] | under construction | 1905 | [6 empty] | 0 | 1905 | 1905 | 1933.6 | 3654.504 | 53816.25 | 1104416235 | 130281554.025 | 4834000 | 135115554.025 | 193360000 | 16270.605 | 6088.059
| 15 | [5 empty] | approved/planned | 4928 | [6 empty] | 0 | 4928 | 4928 | 4003 | 7565.67 | 139216 | 2997744230 | 347401467.14 | 10007500 | 357408967.14 | 400300000 | 42090.048 | 15749.0577
| 17 | [5 empty] | proposed | 3708 | [6 empty] | 0 | 3708 | 3708 | 1902 | 3594.78 | 104751 | 2217191080 | 247025400.3 | 4755000 | 251780400.3 | 190200000 | 31670.028 | 11850.1432
| 5 | [5 empty] | cancelled/withdrawn | 0 | [6 empty] | 0 | 0 | 0 | 0 | 0 | 0 | 0 | 0 | 0 | 0 | 0 | 0 | 0

## Districts
LD | Operating facilities | Under construction | Pipeline (approved + proposed) | MW online | Permanent jobs (operating) | Ripple jobs (even share) | Construction job-years built | Construction job-years under way | Annual state & local tax ($) | Contracting tax, builds under way ($) | Pipeline permanent jobs (building + pipeline) | Jobs per 1,000 residents | State Senator | State Representatives
1 | 0 | 0 | 0 | 0 | 0 | 123.6804 | 0 | 0 | 0 | 0 | 0 | 0.48669 | Mark Finchem (R) | Quang H Nguyen (R); Selina Bliss (R)
2 | 2 | 0 | 0 | 61.6011 | 123.2022 | 123.6804 | 1740.2317 | 0 | 4682501.5726 | 0 | 0 | 0.97149 | Shawnna Bolick (R) | Justin Wilmeth (R); Stephanie Simacek (D)
3 | 0 | 0 | 0 | 0 | 0 | 123.6804 | 0 | 0 | 0 | 0 | 0 | 0.48669 | John Kavanagh (R) | Alexander Kolodin (R); Cody Reim (R)
4 | 1 | 0 | 0 | 1.9311 | 3.8621 | 123.6804 | 54.5527 | 0 | 140553.6316 | 0 | 0 | 0.50188 | Carine Werner (R) | Matt Gress (R); Pamela Carter (R)
5 | 1 | 0 | 0 | 10.6542 | 21.3084 | 123.6804 | 300.9805 | 0 | 809858.6657 | 0 | 0 | 0.57054 | Lela Alston (D) | Aaron Márquez (D); Sarah Liguori (D)
6 | 0 | 0 | 1 | 0 | 0 | 123.6804 | 0 | 0 | 0 | 0 | 600 | 0.48669 | Theresa Hatathlie (D) | Mae Peshlakai (D); Myron Tsosie (D)
7 | 0 | 0 | 2 | 0 | 0 | 123.6804 | 0 | 0 | 0 | 0 | 432 | 0.48669 | Wendy Rogers (R) | Sylvia Allen (R); Walt Blackman (R)
8 | 8 | 1 | 0 | 116.5301 | 241.4013 | 123.6804 | 3291.9744 | 7062.5 | 8862561.5251 | 167098750 | 150 | 1.4366 | Lauren Kuby (D) | Brian Garcia (D); Janeen Connolly (D)
9 | 3 | 0 | 1 | 18.4118 | 38.4917 | 123.6804 | 520.132 | 0 | 1201642.7552 | 0 | 0 | 0.63815 | Kiana Sears (D) | Lorena Austin (D); Seth Blattman (D)
10 | 0 | 0 | 0 | 0 | 0 | 123.6804 | 0 | 0 | 0 | 0 | 0 | 0.48669 | David C. Farnsworth (R) | Justin Olson (R); Ralph Heap (R)
11 | 23 | 0 | 2 | 18.4118 | 71.8563 | 123.6804 | 520.132 | 0 | 1487118.9661 | 0 | 100 | 0.76944 | Catherine Miranda (D) | Junelle Cavero (D); Oscar De Los Santos (D)
12 | 1 | 1 | 0 | 11.2535 | 22.507 | 123.6804 | 317.9107 | 5085 | 819088.4047 | 120311100 | 360 | 0.57525 | Denise “Mitzi” Epstein (D) | Patty Contreras (D); Stacey Travers (D)
13 | 6 | 0 | 0 | 140.169 | 282.0063 | 123.6804 | 3959.7749 | 0 | 9183892.8709 | 0 | 0 | 1.5964 | J.D. Mesnard (R) | Jeff Weninger (R); Julie Willoughby (R)
14 | 1 | 0 | 0 | 0.66589 | 3 | 123.6804 | 18.8113 | 0 | 52637.339 | 0 | 0 | 0.49849 | Warren Petersen (R) | Khyl Powell (R); Laurin Hendrix (R)
15 | 5 | 3 | 2 | 358.9126 | 629.6722 | 123.6804 | 10139.2812 | 15339.75 | 23122746.0477 | 331031805 | 1191.6 | 2.9645 | Jake Hoffman (R) | Michael Way (R); Neal Carter (R)
16 | 0 | 0 | 6 | 0 | 0 | 123.6804 | 0 | 0 | 0 | 0 | 965 | 0.48669 | Thomas "T.J." Shope (R) | Chris Lopez (R); Teresa Martinez (R)
17 | 0 | 0 | 1 | 0 | 0 | 123.6804 | 0 | 0 | 0 | 0 | 0 | 0.48669 | Venden "Vince" Leach (R) | Kevin Volk (D); Rachel Keshel (R)
18 | 2 | 0 | 0 | 1.3318 | 6 | 123.6804 | 37.6226 | 0 | 105274.678 | 0 | 0 | 0.5103 | Priya Sundareshan (D) | Christopher Mathis (D); Nancy Gutierrez (D)
19 | 1 | 1 | 0 | 0.66589 | 3 | 123.6804 | 18.8113 | 16950 | 52637.339 | 268827000 | 180 | 0.49849 | David Gowan (R) | Gail Griffin (R); Lupe Diaz (R)
20 | 2 | 0 | 0 | 1.3318 | 6 | 123.6804 | 37.6226 | 0 | 105274.678 | 0 | 0 | 0.5103 | Sally Ann Gonzales (D) | Alma Hernandez (D); Betty J Villegas (D)
21 | 4 | 0 | 2 | 2.6635 | 12 | 123.6804 | 75.2451 | 0 | 210549.356 | 0 | 300 | 0.53391 | Rosanna Gabaldón (D) | Consuelo Hernandez (D); Stephanie Stahl Hamilton (D)
22 | 1 | 2 | 0 | 74.9122 | 149.8244 | 123.6804 | 2116.2693 | 6780 | 6671219.723 | 155126400 | 480 | 1.0763 | Eva Diaz (D) | Elda Luna-Nájera (D); Lupe Contreras (D)
23 | 5 | 0 | 1 | 379.888 | 346.0484 | 123.6804 | 10731.8366 | 0 | 27842204.0136 | 0 | 0 | 1.8484 | Brian Fernandez (D) | Mariana Sandoval (D); Michele Peña (R)
24 | 0 | 1 | 0 | 0 | 0 | 123.6804 | 0 | 2034 | 0 | 48653280 | 144 | 0.48669 | Analise Ortiz (D) | Anna Abeytia (D); Lydia Hernandez (D)
25 | 0 | 0 | 8 | 0 | 0 | 123.6804 | 0 | 0 | 0 | 0 | 1980 | 0.48669 | Timothy "Tim" Dunn (R) | Michael Carbone (R); Nick Kupper (R)
26 | 0 | 1 | 0 | 0 | 0 | 123.6804 | 0 | 565 | 0 | 13367900 | 40 | 0.48669 | Flavio Bravo (D) | Cesar Aguilar (D); Quantá Crews (D)
27 | 0 | 0 | 1 | 0 | 0 | 123.6804 | 0 | 0 | 0 | 0 | 0 | 0.48669 | Kevin Payne (R) | Lisa Fink (R); Tony Rivero (R)
28 | 0 | 0 | 0 | 0 | 0 | 123.6804 | 0 | 0 | 0 | 0 | 0 | 0.48669 | Frank Carroll (R) | Beverly Pingerelli (R); David Livingston (R)
29 | 1 | 0 | 4 | 0.66589 | 3 | 123.6804 | 18.8113 | 0 | 50874.8334 | 0 | 766 | 0.49849 | Janae Shamp (R) | James Taylor (R); Steve Montenegro (R)
30 | 0 | 0 | 1 | 0 | 0 | 123.6804 | 0 | 0 | 0 | 0 | 150 | 0.48669 | Hildy Angius (R) | John Gillette (R); Leo Biasiucci (R)
Total | 67 | 10 | 32 | 1200 | 1963.1802 | 3710.4106 | 33900 | 53816.25 | 85400636.3996 | 1104416235 | 7838.6
Direct jobs and taxes sit in the district where the facility is located (Census 2024 TIGER boundaries). Ripple jobs are spread evenly across the 30 districts.
Legislators: azleg.gov Member Roster, 57th Legislature 2nd Regular Session, active members as of 9/23/2026; party cross-checked against ALIS.

## Ledger
Value Ledger (central case) | Statewide ($/yr) | Per Arizonan ($/yr) | Basis
GIVES
Recurring property tax (operating facilities) | 80492685.8582 | 10.5581 | Facilities sheet, operating rows
State income tax on on-site payroll | 4907950.5413 | 0.64377 | Facilities sheet, operating rows
Contracting tax on construction under way (annualized) | 368138745 | 48.288 | Under-construction contracting tax ÷ build years
Total gives (direct) | 453539381.3996 | 59.4898
TAKES
Equipment sales & use tax exemption | 58500000 | 7.6733 | Assumptions
Water consumed at scarcity value | 5752496.713 | 0.75454 | On-site AF × $/AF
Grid cost shifted to households | 0 | 0 | $/month × 12 × households
Total takes | 64252496.713 | 8.4279
Net public dividend | 389286884.6866 | 51.0619
Return on public cost (gives ÷ takes) | 7.0587
Net public dividend — full-ripple basis (PwC) | 939747503.287 | 123.2647 | PwC 2026 AZ state & local taxes minus takes
Paycheck dividend (on-site payroll + annualized construction payroll) | 1773026514.1524 | 232.5641
On-site water (acre-feet/yr) | 3834.9978
Water per Arizonan (gallons/day) | 0.44907
Taxes + payroll per acre-foot | 169454.4392
Farm GDP per acre-foot (comparison) | 543.1349 |  | BEA / ADWR
WHO RECEIVES IT
State General Fund receives | 206673914.1189 | 27.109 | 82% of income tax; 80% of the 5% state contracting rate plus 34.49% of the 20% distribution base (A.R.S. 42-5029)
0.6% education sales tax (Classroom Site Fund etc.) | 27984450 | 3.6707 | Prop 301/123 education tax
Cities, counties, schools & districts receive | 218881017.2807 | 28.7102 | Property tax, county & city TPT, shared revenue
Teachers the General Fund amount pays for | 2405.9827 |  | Salary + benefits per teacher (Assumptions)
Firefighters the local amount pays for | 2233.4798 |  | Salary + pension + health per firefighter (Assumptions)

## Union Jobs
Trade | Union | Arizona locals | Share of craft hours (central) | Union share (central) | Union share (low) | Union share (high) | Construction job-years (built + under way) | Est. union job-years | Pipeline job-years | Est. union pipeline job-years | Built + under way job-years | 87716.25
Electricians | IBEW (inside wiremen) | IBEW Local 640 (Phoenix; 'Maricopa County, parts of Pinal County and most of Arizona'), Local 570 (Tucson), Local 518 (Globe) | 34% | 31% | 14% | 65% | 29823.525 | 13221.7627 | 82948.78 | 25714.1218 | Project Blue (100% union PLA) job-years | 16950
Low-voltage, telecom & controls | IBEW (VDV/sound & communications) / CWA / largely open shop | IBEW Local 640, 570 - UNVERIFIED which AZ locals hold VDV agreements | 5% | 16.3% | 7% | 35% | 4385.8125 | 1424.2449 | 12198.35 | 1988.3311 | Pipeline job-years | 243967
Pipefitters, plumbers, HVAC & welders | UA (United Association) | UA Local 469 Arizona Pipe Trades (Phoenix), UA Local 741 Plumbers & Pipefitters (Tucson) | 14% | 24.3% | 9% | 55% | 12280.275 | 4780.4678 | 34155.38 | 8299.7573
Fire sprinkler fitters | UA (Road Sprinkler Fitters) | Road Sprinkler Fitters Local 669 (national local; listed at Tucson by AZBTC) | 2% | 24.3% | 9% | 55% | 1754.325 | 682.924 | 4879.34 | 1185.6796
Sheet metal workers | SMART | SMART Sheet Metal Workers Local 359 (Phoenix & Tucson) | 6% | 25.1% | 10.2% | 55% | 5262.975 | 2082.7397 | 14638.02 | 3674.143
Ironworkers (structural & rebar) | Iron Workers | Ironworkers Local 75 (structural, Phoenix), Regional Reinforcing Iron Workers Local 847 (Phoenix) | 8% | 25.3% | 15.4% | 45% | 7017.3 | 2788.3089 | 19517.36 | 4937.8921
Carpenters, drywall & millwrights | UBC Carpenters | Southwest (Mountain States) Regional Council of Carpenters; Carpenters Local 1912 (Phoenix) per NLRB case 28-RD-200242; Millwrights AZ local UNVERIFIED | 8% | 14.9% | 5.9% | 33% | 7017.3 | 2199.5337 | 19517.36 | 2908.0866
Laborers | LIUNA | Laborers Local 1184 (Phoenix office; 'Jurisdiction: Arizona, excluding Mojave County'). Former Local 383 not listed by LECET Southwest | 8.5% | 13.3% | 3.5% | 33% | 7455.8813 | 2240.7625 | 20737.195 | 2758.0469
Operating engineers | IUOE | IUOE Local 12 (Pasadena, CA; AZBTC member; site posts 'Arizona Wage Allocation Meeting - July 26, 2026'). Former Local 428 status UNVERIFIED | 4% | 16.4% | 8.1% | 33% | 3508.65 | 1142.2266 | 9758.68 | 1600.4235
Cement masons & plasterers | OPCMIA | Operative Plasterers & Cement Masons Local 254 (AZBTC member; Albuquerque address) - AZ coverage UNVERIFIED | 3% | 14.9% | 5.9% | 33% | 2631.4875 | 824.8251 | 7319.01 | 1090.5325
Painters & glaziers | IUPAT | IUPAT District Council 36 (Phoenix) | 2% | 13.5% | 3.8% | 33% | 1754.325 | 530.0689 | 4879.34 | 658.7109
Insulators | Heat & Frost Insulators | Heat & Frost Insulators Local 73 (Phoenix) | 2% | 19.5% | 6.8% | 45% | 1754.325 | 614.9884 | 4879.34 | 951.4713
Roofers | Roofers & Waterproofers | UNVERIFIED (Roofers Local 135 Phoenix - not confirmed from an opened source) | 1.5% | 8.1% | 2.2% | 20% | 1315.7438 | 340.231 | 3659.505 | 296.4199
Elevator constructors | IUEC | IUEC Local 140 (Phoenix) | 0.5% | 38.9% | 13.4% | 90% | 438.5813 | 222.3904 | 1219.835 | 474.5158
Teamsters | IBT | UNVERIFIED (Teamsters Local 104 Phoenix - not confirmed) | 1.5% | 13.8% | 4.2% | 33% | 1315.7438 | 400.7361 | 3659.505 | 505.0117
All trades |  |  | 100% | 38.19% |  |  | 87716.25 | 33496.2107 | 243967 | 57043.1441
Method: union job-years = job-years x trade share of craft hours x union share; Project Blue counted 100% union under its project labor agreement. Low = national occupation union rate x (AZ construction 4.7% / US 12.0%); high = data center ceilings from industry claims; central = low + 1/3 of gap (model assumption). Sources: BLS/CPS union coverage 2025 (unionstats.com), SemiAnalysis and Cortex Construct craft mixes, SMART Local 359 (Project Blue PLA). Trade shares other than electrical, mechanical and iron are model assumptions.

## Sources
Facility ID | Facility | Source title | Date | URL
edgecore-mesa-az | EdgeCore Mesa Data Center Campus (PH01-PH05) | Arizona Data Centers tracker - Arizona AI | 2026-09-23 (accessed) | https://arizonaai.com/data-centers
edgecore-mesa-az | EdgeCore Mesa Data Center Campus (PH01-PH05) | Phoenix Data Centers - Data Center Map (facility directory) | 2026-09-23 (accessed) | https://www.datacentermap.com/usa/arizona/phoenix/
edgecore-mesa-az | EdgeCore Mesa Data Center Campus (PH01-PH05) | EdgeCore Announces Metro Phoenix Expansion to 450MW |  | https://edgecore.com/edgecore-digital-infrastructure-announces-expansion-of-its-metro-phoenix-data-center-market-to-over-450-mw/
edgecore-mesa-az | EdgeCore Mesa Data Center Campus (PH01-PH05) | EdgeCore expands Mesa data center campus in Arizona |  | https://www.datacenterdynamics.com/en/news/edgecore-expands-mesa-data-center-campus-in-arizona/
edgecore-mesa-az | EdgeCore Mesa Data Center Campus (PH01-PH05) | EdgeCore expands Mesa data center campus to over 450 MW |  | https://azbigmedia.com/real-estate/edgecore-expands-mesa-data-center-campus-to-over-450-mw/
edgecore-mesa-az | EdgeCore Mesa Data Center Campus (PH01-PH05) | Compute Atlas facility record (aggregator; cites sources listed) | 2026-09-23 (accessed) | https://www.compute-atlas.com/facilities/edgecore-mesa-az
compass-goodyear-campus-az | Compass Datacenters Goodyear Campus | Compass Datacenters Begins Construction of First Two Data Centers on Phoenix Campus |  | https://www.compassdatacenters.com/news/compass-datacenters-begins-construction-of-first-two-data-centers-on-phoenix-campus/
compass-goodyear-campus-az | Compass Datacenters Goodyear Campus | Compass Datacenters will build 225-acre Goodyear campus |  | https://azbigmedia.com/business/economic-development/compass-datacenters-will-build-225-acre-goodyear-campus/
compass-goodyear-campus-az | Compass Datacenters Goodyear Campus | Compute Atlas facility record (aggregator; cites sources listed) | 2026-09-23 (accessed) | https://www.compute-atlas.com/facilities/compass-goodyear-campus-az
microsoft-goodyear-az | Microsoft Goodyear Data Center Campus (PHX70-PHX74) | Microsoft to Build World-Class Datacenters in Goodyear, AZ - City of Goodyear |  | https://www.goodyearaz.gov/Home/Components/News/News/9849
microsoft-goodyear-az | Microsoft Goodyear Data Center Campus (PHX70-PHX74) | Microsoft brings 3 data centers, 1,100 jobs to West Valley - AZ Big Media |  | https://azbigmedia.com/business/economic-development/microsoft-will-build-3-data-centers-in-the-west-valley/
microsoft-goodyear-az | Microsoft Goodyear Data Center Campus (PHX70-PHX74) | Microsoft purchases 100 acres next to Goodyear campus |  | https://www.datacenterdynamics.com/en/news/microsoft-purchases-100-acres-next-to-existing-data-center-campus-in-goodyear-arizona/
microsoft-goodyear-az | Microsoft Goodyear Data Center Campus (PHX70-PHX74) | Microsoft Builds World-Class Datacenter Campus in Goodyear |  | https://www.goodyearaz.gov/Home/Components/News/News/9847/1127?arch=1
microsoft-goodyear-az | Microsoft Goodyear Data Center Campus (PHX70-PHX74) | Microsoft, Goodyear Update Development Agreement |  | https://azbex.com/local-news/microsoft-goodyear-update-development-agreement/
microsoft-goodyear-az | Microsoft Goodyear Data Center Campus (PHX70-PHX74) | Microsoft — Greater Phoenix, Arizona datacenter community |  | https://local.microsoft.com/communities/americas/greater-phoenix/
microsoft-goodyear-az | Microsoft Goodyear Data Center Campus (PHX70-PHX74) | Compute Atlas facility record (aggregator; cites sources listed) | 2026-09-23 (accessed) | https://www.compute-atlas.com/facilities/microsoft-goodyear-az
stream-data-centers-phxa-phoenix-i-vii-goodyear-campus-az | Stream Data Centers PHXA Goodyear Campus (Phoenix I-VII) | Stream Data Centers - Phoenix/Goodyear locations page |  | https://www.streamdatacenters.com/locations/phoenix/
stream-data-centers-phxa-phoenix-i-vii-goodyear-campus-az | Stream Data Centers PHXA Goodyear Campus (Phoenix I-VII) | Stream Data Centers — "Booming in The Desert: Stream Commissions New Phoenix Data Center" |  | https://www.streamdatacenters.com/news/booming-in-the-desert-stream-commissions-new-phoenix-data-center/
stream-data-centers-phxa-phoenix-i-vii-goodyear-campus-az | Stream Data Centers PHXA Goodyear Campus (Phoenix I-VII) | DataCenterDynamics — "Stream Data Centers opens Phoenix I facility in Goodyear, Arizona" |  | https://www.datacenterdynamics.com/en/news/stream-data-centers-opens-phoenix-i-facility-goodyear-arizona/
stream-data-centers-phxa-phoenix-i-vii-goodyear-campus-az | Stream Data Centers PHXA Goodyear Campus (Phoenix I-VII) | Stream Data Centers Goodyear campus case study — 'Evaporative cooling is not sustainable in Metro Phoenix, so our design uses air-cooled chillers with a closed-loop water system.' |  | https://www.streamdatacenters.com/wp-content/uploads/2026/01/SDC-Goodyear-CaseStudy-251218.pdf
stream-data-centers-phxa-phoenix-i-vii-goodyear-campus-az | Stream Data Centers PHXA Goodyear Campus (Phoenix I-VII) | Compute Atlas facility record (aggregator; cites sources listed) | 2026-09-23 (accessed) | https://www.compute-atlas.com/facilities/stream-data-centers-phxa-phoenix-i-vii-goodyear-campus-az
ntt-phoenix-campus-mesa-az | NTT Global Data Centers Phoenix Campus (PH1-PH6, Elliot Rd) | NTT Phoenix PH1 Data Center - NTT facility directory |  | https://services.global.ntt/en-us/services-and-products/global-data-centers/global-locations/americas/phoenix-ph1-data-center
ntt-phoenix-campus-mesa-az | NTT Global Data Centers Phoenix Campus (PH1-PH6, Elliot Rd) | 8 Metro Phoenix data center developments to watch - Arizona Technology Council | 2021-06-08 | https://www.aztechcouncil.org/8-metro-phoenix-data-center-developments-to-watch/
ntt-phoenix-campus-mesa-az | NTT Global Data Centers Phoenix Campus (PH1-PH6, Elliot Rd) | Compute Atlas facility record (aggregator; cites sources listed) | 2026-09-23 (accessed) | https://www.compute-atlas.com/facilities/ntt-phoenix-ph1-data-center-az
ntt-phoenix-campus-mesa-az | NTT Global Data Centers Phoenix Campus (PH1-PH6, Elliot Rd) | Phoenix Data Center Market - Baxtel (facility directory) | 2026-09-23 (accessed) | https://baxtel.com/data-center/phoenix
stack-phx01-avondale-az | STACK Infrastructure PHX01 Campus (PHX01A-C) | Phoenix Data Centers - Data Center Map (facility directory) | 2026-09-23 (accessed) | https://www.datacentermap.com/usa/arizona/phoenix/
stack-phx01-avondale-az | STACK Infrastructure PHX01 Campus (PHX01A-C) | Data Centers in Phoenix, Arizona — STACK Infrastructure |  | https://www.stackinfra.com/locations/americas/phoenix/
stack-phx01-avondale-az | STACK Infrastructure PHX01 Campus (PHX01A-C) | Compute Atlas facility record (aggregator; cites sources listed) | 2026-09-23 (accessed) | https://www.compute-atlas.com/facilities/stack-phx01-avondale-az
qts-phoenix-2-az | QTS Phoenix 2 Campus (DC1-DC5) | Phoenix Data Centers - Data Center Map (facility directory) | 2026-09-23 (accessed) | https://www.datacentermap.com/usa/arizona/phoenix/
qts-phoenix-2-az | QTS Phoenix 2 Campus (DC1-DC5) | Phoenix 2 — QTS Data Centers |  | https://q.com/data-centers/phoenix-2/
qts-phoenix-2-az | QTS Phoenix 2 Campus (DC1-DC5) | Compute Atlas facility record (aggregator; cites sources listed) | 2026-09-23 (accessed) | https://www.compute-atlas.com/facilities/qts-phoenix-2-az
aligned-phx-01-02-03-az | Aligned Phoenix Campus (Union Hills: PHX-01/02/03/05) | Phoenix Data Center Market - Baxtel (facility directory) | 2026-09-23 (accessed) | https://baxtel.com/data-center/phoenix
aligned-phx-01-02-03-az | Aligned Phoenix Campus (Union Hills: PHX-01/02/03/05) | Arizona Data Centers tracker - Arizona AI | 2026-09-23 (accessed) | https://arizonaai.com/data-centers
aligned-phx-01-02-03-az | Aligned Phoenix Campus (Union Hills: PHX-01/02/03/05) | Aligned facility directory |  | https://aligneddc.com/phoenix/
aligned-phx-01-02-03-az | Aligned Phoenix Campus (Union Hills: PHX-01/02/03/05) | DCD — Phoenix data center will have 63MW on-site generation |  | https://www.datacenterdynamics.com/en/news/phoenix-data-center-will-have-63mw-on-site-generation/
aligned-phx-01-02-03-az | Aligned Phoenix Campus (Union Hills: PHX-01/02/03/05) | Aligned — Power Reliability is a Big Driver for Aligned Data Centers in Phoenix |  | https://aligneddc.com/power-reliability-is-a-big-driver-for-aligned-data-centers-in-phoenix/
aligned-phx-01-02-03-az | Aligned Phoenix Campus (Union Hills: PHX-01/02/03/05) | Compute Atlas facility record (aggregator; cites sources listed) | 2026-09-23 (accessed) | https://www.compute-atlas.com/facilities/aligned-phx-01-02-03-az
vantage-phoenix-campus-goodyear-az | Vantage Phoenix Campus AZ1 (AZ11-AZ15) | Phoenix Data Center Market - Baxtel (facility directory) | 2026-09-23 (accessed) | https://baxtel.com/data-center/phoenix
vantage-phoenix-campus-goodyear-az | Vantage Phoenix Campus AZ1 (AZ11-AZ15) | Arizona Data Centers tracker - Arizona AI | 2026-09-23 (accessed) | https://arizonaai.com/data-centers
vantage-phoenix-campus-goodyear-az | Vantage Phoenix Campus AZ1 (AZ11-AZ15) | Vantage facility directory |  | https://vantage-dc.com/data-center-locations/north-america/phoenix-arizona/
vantage-phoenix-campus-goodyear-az | Vantage Phoenix Campus AZ1 (AZ11-AZ15) | Compute Atlas facility record (aggregator; cites sources listed) | 2026-09-23 (accessed) | https://www.compute-atlas.com/facilities/vantage-phoenix-campus-goodyear-az-az
cyrusone-chandler-phx1-phx8-az | CyrusOne Chandler Campus (PHX1–PHX8) | Chandler, AZ: PHX1–PHX8 ¦ CyrusOne |  | https://www.cyrusone.com/data-centers/north-america/chandler-arizona
cyrusone-chandler-phx1-phx8-az | CyrusOne Chandler Campus (PHX1–PHX8) | Compute Atlas facility record (aggregator; cites sources listed) | 2026-09-23 (accessed) | https://www.compute-atlas.com/facilities/cyrusone-chandler-phx1-phx8-az
apple-mesa-az | Apple Mesa Global Data Command Center | Grand opening for Apple's Arizona Data and Global Command Center in Mesa — $2B, 1.3M sq ft |  | https://mesanow.org/news/public/article/2149
apple-mesa-az | Apple Mesa Global Data Command Center | Step Inside Apple's Data Center in Arizona — 1.3M sq ft, latest expansion completed April 2018 |  | https://www.datacenterknowledge.com/business/step-inside-apple-s-data-center-in-arizona-courtesy-of-the-arizona-republic
apple-mesa-az | Apple Mesa Global Data Command Center | Apple plants crowning achievement for renewable energy in Mesa (Arizona Technology Council) |  | https://www.aztechcouncil.org/tech_magazine/apple-plants-crowning-achievement-for-renewable-energy-in-mesa/
apple-mesa-az | Apple Mesa Global Data Command Center | Apple is building a solar-powered data 'command center' in Arizona (Quartz) |  | https://qz.com/337842/apple-is-building-a-solar-powered-data-command-center-in-arizona
apple-mesa-az | Apple Mesa Global Data Command Center | Federal Register, FTZ Board docket S-5-2014 — 'The proposed subzone (83.17 acres) is located at 3740 S. Signal Butte Rd, Mesa, Arizona.' |  | https://www.federalregister.gov/documents/full_text/text/2014/01/23/2014-01296.txt
apple-mesa-az | Apple Mesa Global Data Command Center | Cult of Mac — 'Approximately 150 people work at the Mesa facility.' |  | https://www.cultofmac.com/news/apple-data-center-mesa-arizona-details
apple-mesa-az | Apple Mesa Global Data Command Center | Federal Register — approval of FTZ Subzone 221A for the Mesa site |  | https://www.federalregister.gov/documents/full_text/text/2014/03/27/2014-06841.txt
apple-mesa-az | Apple Mesa Global Data Command Center | Compute Atlas facility record (aggregator; cites sources listed) | 2026-09-23 (accessed) | https://www.compute-atlas.com/facilities/apple-mesa-az
google-redhawk-mesa-az | Google Mesa (Project Redhawk) Data Center Campus | Google breaks ground on Mesa data center campus in Arizona |  | https://www.datacenterdynamics.com/en/news/google-breaks-ground-on-mesa-data-center-campus-in-arizona/
google-redhawk-mesa-az | Google Mesa (Project Redhawk) Data Center Campus | Google Planning Next Phase of Mesa Data Center Facility |  | https://azbex.com/planning-development/google-planning-next-phase-of-mesa-data-center-facility/
google-redhawk-mesa-az | Google Mesa (Project Redhawk) Data Center Campus | Mesa Council approves $1bn Google data center, with $16m in tax breaks |  | https://www.datacenterdynamics.com/en/news/mesa-council-approves-1bn-google-arizona-data-center-16m-tax-breaks/
google-redhawk-mesa-az | Google Mesa (Project Redhawk) Data Center Campus | City of Mesa resolution authorising a development agreement and lease with Stone Applications, LLC for ~187 acres at S Sossaman Rd and E Elliot Rd (approved 1 July 2019) |  | https://mesa.legistar.com/View.ashx?M=F&ID=7431552&GUID=F48E7DF7-C483-4237-8F54-83D08F5E1935
google-redhawk-mesa-az | Google Mesa (Project Redhawk) Data Center Campus | City of Mesa Office of Economic Development study-session presentation, 27 June 2019 — GPLET term: ~$32,967,000 excise payable over 25 years vs ~$48,916,134 ad valorem otherwise |  | https://mesa.legistar.com/View.ashx?M=F&ID=7431554&GUID=560CC2A3-8A23-4144-8CCB-CB9D273698B2
google-redhawk-mesa-az | Google Mesa (Project Redhawk) Data Center Campus | Executed GPLET Lease between the City of Mesa and Stone Applications, LLC (City of Mesa matter 19-0809) — states no abatement amount; net annual rent of $10,000 and an express disclaimer that GPLET benefits are not guaranteed during the term |  | https://legistar1.granicus.com/Mesa/attachments/eb9e229a-330d-417b-bf35-95ed173402fc.doc
google-redhawk-mesa-az | Google Mesa (Project Redhawk) Data Center Campus | Executed Development Agreement with exhibits, City of Mesa and Stone Applications, LLC (matter 19-0809) |  | https://legistar1.granicus.com/Mesa/attachments/e2e1b966-a066-4ba7-b9a6-ec11167a332d.pdf
google-redhawk-mesa-az | Google Mesa (Project Redhawk) Data Center Campus | Compute Atlas facility record (aggregator; cites sources listed) | 2026-09-23 (accessed) | https://www.compute-atlas.com/facilities/google-redhawk-mesa-az
aligned-chandler-campus-az | Aligned Chandler Campus (PHX-04, PHX-06, PHX-08, PHX-09) | 2 New Data Centers Coming to Chandler - AZBEX | 2022 | https://azbex.com/planning-development/2-new-data-centers-coming-to-chandler/
aligned-chandler-campus-az | Aligned Chandler Campus (PHX-04, PHX-06, PHX-08, PHX-09) | Aligned PHX04, 2501 S Price Rd - Data Center Map | 2026-09-23 (accessed) | https://www.datacentermap.com/usa/arizona/phoenix/aligned-phx04/
aligned-chandler-campus-az | Aligned Chandler Campus (PHX-04, PHX-06, PHX-08, PHX-09) | Aligned PHX-06, 2955 W Innovation St - datacenterHawk |  | https://datacenterhawk.com/marketplace/providers/aligned-data-centers/2955-w-innovation-street/phx-06
aligned-chandler-campus-az | Aligned Chandler Campus (PHX-04, PHX-06, PHX-08, PHX-09) | Phoenix Data Center Market - Baxtel (facility directory) | 2026-09-23 (accessed) | https://baxtel.com/data-center/phoenix
aligned-chandler-campus-az | Aligned Chandler Campus (PHX-04, PHX-06, PHX-08, PHX-09) | Arizona Data Centers tracker - Arizona AI | 2026-09-23 (accessed) | https://arizonaai.com/data-centers
iron-mountain-phoenix-campus-az | Iron Mountain Phoenix Campus (AZP-1, AZP-2, AZP-3) | Iron Mountain: AZP3 - Baxtel |  | https://baxtel.com/data-center/iron-mountain-azp3
iron-mountain-phoenix-campus-az | Iron Mountain Phoenix Campus (AZP-1, AZP-2, AZP-3) | 8 Metro Phoenix data center developments to watch - Arizona Technology Council | 2021-06-08 | https://www.aztechcouncil.org/8-metro-phoenix-data-center-developments-to-watch/
iron-mountain-phoenix-campus-az | Iron Mountain Phoenix Campus (AZP-1, AZP-2, AZP-3) | Iron Mountain facility directory |  | https://www.ironmountain.com/data-centers/locations/phoenix-data-center
iron-mountain-phoenix-campus-az | Iron Mountain Phoenix Campus (AZP-1, AZP-2, AZP-3) | Compute Atlas facility record (aggregator; cites sources listed) | 2026-09-23 (accessed) | https://www.compute-atlas.com/facilities/iron-mountain-azp-1-az
meta-mesa-az | Meta Mesa Data Center | Mesa, we are online! — Meta's Mesa data center serving traffic (Jan 2025), $1B+ in Arizona |  | https://datacenters.atmeta.com/2025/01/mesa-we-are-online/
meta-mesa-az | Meta Mesa Data Center | Meta Mesa, AZ Campus — came online 2025, redesigned for AI workloads, ~396 acres |  | https://baxtel.com/data-center/meta-mesa-az-campus
meta-mesa-az | Meta Mesa Data Center | SRP - Meta Teams Up with SRP and Ørsted to Support Data Center with Clean Energy |  | https://media.srpnet.com/meta-teams-up-with-srp-and-rsted-to-support-data-center-with-clean-energy-from-new-solar-and-battery--project/
meta-mesa-az | Meta Mesa Data Center | Meta Data Centers — Meta Mesa Data Center info sheet (Meta's own newsroom) |  | https://datacenters.atmeta.com/asset/mesa-data-center-info-sheet/
meta-mesa-az | Meta Mesa Data Center | Arizona Technology Council — Meta expands plans for proposed large-scale Mesa data center |  | https://www.aztechcouncil.org/meta-expands-plans-for-proposed-large-scale-mesa-data-center/
meta-mesa-az | Meta Mesa Data Center | City of Mesa Council Report, file 21-0552 (17 May 2021) — Development Agreement and Sustainable Water Service Agreement with Redale LLC for ~396 acres; Water Allowance rising to 1,400 acre-feet/year at Phase 3 |  | https://legistar1.granicus.com/Mesa/attachments/7e390610-b558-426d-aa10-c7aa2825530d.doc
meta-mesa-az | Meta Mesa Data Center | Compute Atlas facility record (aggregator; cites sources listed) | 2026-09-23 (accessed) | https://www.compute-atlas.com/facilities/meta-mesa-az
digital-realty-phx15-az | Digital Realty PHX15 (Chandler) | Arizona Data Centers tracker - Arizona AI | 2026-09-23 (accessed) | https://arizonaai.com/data-centers
digital-realty-phx15-az | Digital Realty PHX15 (Chandler) | Phoenix Data Center Market - Baxtel (facility directory) | 2026-09-23 (accessed) | https://baxtel.com/data-center/phoenix
digital-realty-phx15-az | Digital Realty PHX15 (Chandler) | Digital Realty official facility page (PHX15, 2121 S Price Road, Chandler) |  | https://www.digitalrealty.com/data-centers/americas/phoenix/phx15
digital-realty-phx15-az | Digital Realty PHX15 (Chandler) | Compute Atlas facility record (aggregator; cites sources listed) | 2026-09-23 (accessed) | https://www.compute-atlas.com/facilities/digital-realty-phx15-az
edged-mesa-az | Edged Phoenix (Mesa) | Arizona Data Centers tracker - Arizona AI | 2026-09-23 (accessed) | https://arizonaai.com/data-centers
edged-mesa-az | Edged Phoenix (Mesa) | Phoenix Data Centers - Data Center Map (facility directory) | 2026-09-23 (accessed) | https://www.datacentermap.com/usa/arizona/phoenix/
edged-mesa-az | Edged Phoenix (Mesa) | Edged US Opens Waterless, AI-Ready Data Center in Arizona's Silicon Desert Tech Corridor |  | https://edged.us/news/edged-us-opens-waterless-ai-ready-data-center-in-the-heart-of-arizonas-silicon-desert-tech-corridor
edged-mesa-az | Edged Phoenix (Mesa) | Compute Atlas facility record (aggregator; cites sources listed) | 2026-09-23 (accessed) | https://www.compute-atlas.com/facilities/edged-mesa-az
digital-realty-phx-tempe-az | Digital Realty PHX (Tempe) | Digital Realty Phoenix metro directory page (facility code PHX, physically in Tempe) |  | https://www.digitalrealty.com/data-centers/americas/phoenix
digital-realty-phx-tempe-az | Digital Realty PHX (Tempe) | Compute Atlas facility record (aggregator; cites sources listed) | 2026-09-23 (accessed) | https://www.compute-atlas.com/facilities/digital-realty-phx-tempe-az
digital-realty-phx10-az | Digital Realty PHX10 (120 E Van Buren) | Phoenix Data Centers - Data Center Map (facility directory) | 2026-09-23 (accessed) | https://www.datacentermap.com/usa/arizona/phoenix/
digital-realty-phx10-az | Digital Realty PHX10 (120 E Van Buren) | Phoenix Data Center Market - Baxtel (facility directory) | 2026-09-23 (accessed) | https://baxtel.com/data-center/phoenix
digital-realty-phx10-az | Digital Realty PHX10 (120 E Van Buren) | Arizona Data Centers tracker - Arizona AI | 2026-09-23 (accessed) | https://arizonaai.com/data-centers
lpc-frye-road-chandler-az | Lincoln Property Co. Frye Road Data Center (2500 W Frye Rd) | LPC Takes Over Frye Road Data Center Expansion - AZBEX | 2025-11-04 | https://azbex.com/planning-development/lpc-takes-over-frye-road-data-center-expansion/
lpc-frye-road-chandler-az | Lincoln Property Co. Frye Road Data Center (2500 W Frye Rd) | Phoenix Data Centers - Data Center Map (facility directory) | 2026-09-23 (accessed) | https://www.datacentermap.com/usa/arizona/phoenix/
lpc-frye-road-chandler-az | Lincoln Property Co. Frye Road Data Center (2500 W Frye Rd) | Phoenix Data Center Market - Baxtel (facility directory) | 2026-09-23 (accessed) | https://baxtel.com/data-center/phoenix
h5-data-centers-chandler-az | H5 Data Centers Phoenix (Chandler) | Phoenix Data Center — H5 Data Centers |  | https://h5datacenters.com/phoenix-data-center.html
h5-data-centers-chandler-az | H5 Data Centers Phoenix (Chandler) | Compute Atlas facility record (aggregator; cites sources listed) | 2026-09-23 (accessed) | https://www.compute-atlas.com/facilities/h5-data-centers-chandler-az
centersquare-phx3-az | Centersquare (Evoque/Cyxtera) PHX3 - Mesa | Centersquare (Cyxtera/Evoque) facility directory |  | https://www.csquare.com/data-centers/phoenix
centersquare-phx3-az | Centersquare (Evoque/Cyxtera) PHX3 - Mesa | Compute Atlas facility record (aggregator; cites sources listed) | 2026-09-23 (accessed) | https://www.compute-atlas.com/facilities/centersquare-phx3-az
centersquare-phx1-az | Centersquare (Evoque/Cyxtera) PHX1 - Phoenix | Centersquare Phoenix data centers directory |  | https://www.csquare.com/data-centers/phoenix
centersquare-phx1-az | Centersquare (Evoque/Cyxtera) PHX1 - Phoenix | Phoenix Data Centers - Data Center Map (facility directory) | 2026-09-23 (accessed) | https://www.datacentermap.com/usa/arizona/phoenix/
iron-mountain-azs-1-az | Iron Mountain AZS-1 | Iron Mountain facility directory |  | https://www.ironmountain.com/data-centers/locations/scottsdale-data-center
iron-mountain-azs-1-az | Iron Mountain AZS-1 | Compute Atlas facility record (aggregator; cites sources listed) | 2026-09-23 (accessed) | https://www.compute-atlas.com/facilities/iron-mountain-azs-1-az
flexential-phoenix-deer-valley-az | Flexential Phoenix - Deer Valley | Flexential facility directory |  | https://www.flexential.com/data-centers/az/phoenix/deer-valley-data-center
flexential-phoenix-deer-valley-az | Flexential Phoenix - Deer Valley | Compute Atlas facility record (aggregator; cites sources listed) | 2026-09-23 (accessed) | https://www.compute-atlas.com/facilities/flexential-phoenix-deer-valley-az
edgeconnex-tempe-phx01-az | EdgeConneX Phoenix EDCPHX01 | Phoenix Data Centers - Data Center Map (facility directory) | 2026-09-23 (accessed) | https://www.datacentermap.com/usa/arizona/phoenix/
edgeconnex-tempe-phx01-az | EdgeConneX Phoenix EDCPHX01 | Phoenix Data Center Market - Baxtel (facility directory) | 2026-09-23 (accessed) | https://baxtel.com/data-center/phoenix
edgeconnex-tempe-phx01-az | EdgeConneX Phoenix EDCPHX01 | Arizona Data Centers tracker - Arizona AI | 2026-09-23 (accessed) | https://arizonaai.com/data-centers
microsoft-el-mirage-az | Microsoft El Mirage Data Center Campus (PHX80-PHX83) | Microsoft files to expand El Mirage data center campus in Arizona - DCD | 2024-11 | https://www.datacenterdynamics.com/en/news/microsoft-files-to-expand-el-mirage-data-center-campus-in-arizona/
microsoft-el-mirage-az | Microsoft El Mirage Data Center Campus (PHX80-PHX83) | Microsoft Data Center Planned in El Mirage — PHX-83 fifth building |  | https://azbex.com/planning-development/microsoft-data-center-new-spec-industrial-planned-in-el-mirage/
microsoft-el-mirage-az | Microsoft El Mirage Data Center Campus (PHX80-PHX83) | Microsoft acquires nearly 300 acres for data center growth in El Mirage |  | https://www.aztechcouncil.org/microsoft-buys-land-el-mirage-data-center/
microsoft-el-mirage-az | Microsoft El Mirage Data Center Campus (PHX80-PHX83) | Microsoft files to expand El Mirage data center campus in Arizona |  | https://www.datacenterdynamics.com/en/news/microsoft-files-to-expand-el-mirage-data-center-campus-in-arizona/
microsoft-el-mirage-az | Microsoft El Mirage Data Center Campus (PHX80-PHX83) | Microsoft — Greater Phoenix, Arizona datacenter community |  | https://local.microsoft.com/communities/americas/greater-phoenix/
microsoft-el-mirage-az | Microsoft El Mirage Data Center Campus (PHX80-PHX83) | Compute Atlas facility record (aggregator; cites sources listed) | 2026-09-23 (accessed) | https://www.compute-atlas.com/facilities/microsoft-el-mirage-az
phoenixnap-phx01-az | phoenixNAP PHX01 (3402 E University Dr) | New Data Center Planned in South Phoenix - AZBEX | 2025-04-04 | https://azbex.com/planning-development/new-data-center-planned-in-south-phoenix/
phoenixnap-phx01-az | phoenixNAP PHX01 (3402 E University Dr) | Phoenix, Arizona - Radius DC |  | https://www.radius-dc.com/insights-resources/phoenix-arizona
phoenixnap-phx01-az | phoenixNAP PHX01 (3402 E University Dr) | Phoenix Data Centers - Data Center Map (facility directory) | 2026-09-23 (accessed) | https://www.datacentermap.com/usa/arizona/phoenix/
databank-phoenix-az | DataBank PHX1 (Downtown) & PHX2 (Sky Harbor) | Phoenix Data Centers - Data Center Map (facility directory) | 2026-09-23 (accessed) | https://www.datacentermap.com/usa/arizona/phoenix/
databank-phoenix-az | DataBank PHX1 (Downtown) & PHX2 (Sky Harbor) | Phoenix Data Center Market - Baxtel (facility directory) | 2026-09-23 (accessed) | https://baxtel.com/data-center/phoenix
lumen-phoenix-az | Lumen Phoenix 1-4 | Phoenix Data Centers - Data Center Map (facility directory) | 2026-09-23 (accessed) | https://www.datacentermap.com/usa/arizona/phoenix/
lumen-phoenix-az | Lumen Phoenix 1-4 | Lumen Technologies facility directory |  | https://www.datacenters.com/lumen-phoenix-1
lumen-phoenix-az | Lumen Phoenix 1-4 | Compute Atlas facility record (aggregator; cites sources listed) | 2026-09-23 (accessed) | https://www.compute-atlas.com/facilities/lumen-phoenix-1-az
us-signal-phoenix-az01 | US Signal Phoenix AZ01 | Phoenix Data Centers - Data Center Map (facility directory) | 2026-09-23 (accessed) | https://www.datacentermap.com/usa/arizona/phoenix/
comarch-mesa-az | Comarch Mesa Data Center | Phoenix Data Centers - Data Center Map (facility directory) | 2026-09-23 (accessed) | https://www.datacentermap.com/usa/arizona/phoenix/
cogent-phoenix-az | Cogent Data Center - Phoenix | Phoenix Data Centers - Data Center Map (facility directory) | 2026-09-23 (accessed) | https://www.datacentermap.com/usa/arizona/phoenix/
expedient-phoenix-az | Expedient Phoenix | Phoenix Data Centers - Data Center Map (facility directory) | 2026-09-23 (accessed) | https://www.datacentermap.com/usa/arizona/phoenix/
lightedge-phoenix-az | LightEdge Phoenix (Van Buren) | Phoenix Data Centers - Data Center Map (facility directory) | 2026-09-23 (accessed) | https://www.datacentermap.com/usa/arizona/phoenix/
1111-systems-scottsdale-az | 11:11 Systems Scottsdale | Phoenix Data Centers - Data Center Map (facility directory) | 2026-09-23 (accessed) | https://www.datacentermap.com/usa/arizona/phoenix/
liquid-web-phoenix-az | Liquid Web Phoenix | Phoenix Data Centers - Data Center Map (facility directory) | 2026-09-23 (accessed) | https://www.datacentermap.com/usa/arizona/phoenix/
lexisnexis-scottsdale-az | LexisNexis Scottsdale (enterprise) | Phoenix Data Centers - Data Center Map (facility directory) | 2026-09-23 (accessed) | https://www.datacentermap.com/usa/arizona/phoenix/
omnis-tempe-az | Omnis Network Data Center | Phoenix Data Centers - Data Center Map (facility directory) | 2026-09-23 (accessed) | https://www.datacentermap.com/usa/arizona/phoenix/
colobarn-tempe-az | ColoBarn Phoenix Data Center | Phoenix Data Centers - Data Center Map (facility directory) | 2026-09-23 (accessed) | https://www.datacentermap.com/usa/arizona/phoenix/
hivelocity-chandler-az | Hivelocity Phoenix 1 | Phoenix Data Centers - Data Center Map (facility directory) | 2026-09-23 (accessed) | https://www.datacentermap.com/usa/arizona/phoenix/
uniti-phoenix-az | Uniti Phoenix | Phoenix Data Centers - Data Center Map (facility directory) | 2026-09-23 (accessed) | https://www.datacentermap.com/usa/arizona/phoenix/
cleardata-phoenix-az | ClearData Data Center | Phoenix Data Centers - Data Center Map (facility directory) | 2026-09-23 (accessed) | https://www.datacentermap.com/usa/arizona/phoenix/
nexustek-phoenix-az | NexusTek Data Center | Phoenix Data Centers - Data Center Map (facility directory) | 2026-09-23 (accessed) | https://www.datacentermap.com/usa/arizona/phoenix/
evocative-phx1-az | Evocative PHX1 | Phoenix Data Centers - Data Center Map (facility directory) | 2026-09-23 (accessed) | https://www.datacentermap.com/usa/arizona/phoenix/
raeden-phoenix-az | Raeden Phoenix | Phoenix Data Centers - Data Center Map (facility directory) | 2026-09-23 (accessed) | https://www.datacentermap.com/usa/arizona/phoenix/
saragon-phoenix-az | Saragon Phoenix | Phoenix Data Centers - Data Center Map (facility directory) | 2026-09-23 (accessed) | https://www.datacentermap.com/usa/arizona/phoenix/
dcx-goodyear-az | DCX Goodyear | Phoenix Data Centers - Data Center Map (facility directory) | 2026-09-23 (accessed) | https://www.datacentermap.com/usa/arizona/phoenix/
cgi-phoenix-az | CGI Phoenix Data Center (enterprise) | Phoenix Data Centers - Data Center Map (facility directory) | 2026-09-23 (accessed) | https://www.datacentermap.com/usa/arizona/phoenix/
hbs-phoenix-az | HBS Phoenix | Phoenix Data Centers - Data Center Map (facility directory) | 2026-09-23 (accessed) | https://www.datacentermap.com/usa/arizona/phoenix/
verizon-3930-watkins-az | Verizon 3930 Watkins | Phoenix Data Center Market - Baxtel (facility directory) | 2026-09-23 (accessed) | https://baxtel.com/data-center/phoenix
windstream-phoenix-az | Windstream Phoenix | Phoenix Data Center Market - Baxtel (facility directory) | 2026-09-23 (accessed) | https://baxtel.com/data-center/phoenix
datacanopy-phoenix-az | DataCanopy Phoenix | Phoenix Data Center Market - Baxtel (facility directory) | 2026-09-23 (accessed) | https://baxtel.com/data-center/phoenix
horizoniq-phoenix-az | HorizonIQ (Internap) Phoenix | Phoenix Data Center Market - Baxtel (facility directory) | 2026-09-23 (accessed) | https://baxtel.com/data-center/phoenix
amex-phoenix-az | American Express Phoenix Information Processing Center (enterprise) | Arizona Data Centers tracker - Arizona AI | 2026-09-23 (accessed) | https://arizonaai.com/data-centers
schwab-phoenix-az | Charles Schwab Phoenix Data Center (enterprise) | Arizona Data Centers tracker - Arizona AI | 2026-09-23 (accessed) | https://arizonaai.com/data-centers
godaddy-phoenix-az | GoDaddy Phoenix Data Center (enterprise) | Arizona Data Centers tracker - Arizona AI | 2026-09-23 (accessed) | https://arizonaai.com/data-centers
login-dc2-tucson-az | Login DC2 | Tucson Data Centers - Data Center Map (facility directory) | 2026-09-23 (accessed) | https://www.datacentermap.com/usa/arizona/tucson/
ark-tucson-az | Ark Data Centers Tucson | Tucson Data Centers - Data Center Map (facility directory) | 2026-09-23 (accessed) | https://www.datacentermap.com/usa/arizona/tucson/
winsor-colocation-tucson-az | Winsor Colocation | Tucson Data Centers - Data Center Map (facility directory) | 2026-09-23 (accessed) | https://www.datacentermap.com/usa/arizona/tucson/
directv-tucson-az | DirecTV Tucson (enterprise) | Tucson Data Centers - Data Center Map (facility directory) | 2026-09-23 (accessed) | https://www.datacentermap.com/usa/arizona/tucson/
lumen-tucson-az | Lumen Tucson 1 | Tucson Data Centers - Data Center Map (facility directory) | 2026-09-23 (accessed) | https://www.datacentermap.com/usa/arizona/tucson/
tecfusions-tucson-az | TECfusions Tucson | Tucson Data Centers - Data Center Map (facility directory) | 2026-09-23 (accessed) | https://www.datacentermap.com/usa/arizona/tucson/
simply-bits-tucson-az | Simply Bits Vault | Tucson Data Centers - Data Center Map (facility directory) | 2026-09-23 (accessed) | https://www.datacentermap.com/usa/arizona/tucson/
firstdigital-tucson-az | FirstDigital Tucson | Tucson Data Centers - Data Center Map (facility directory) | 2026-09-23 (accessed) | https://www.datacentermap.com/usa/arizona/tucson/
directv-benson-az | DirecTV Benson (enterprise) | Tucson Data Centers - Data Center Map (facility directory) | 2026-09-23 (accessed) | https://www.datacentermap.com/usa/arizona/tucson/
microsoft-goodyear-airpark-az | Microsoft Goodyear Airpark Campus (PHX10-PHX15) | Microsoft Goodyear Airpark Campus - Data Center Map | 2026-09-23 (accessed) | https://www.datacentermap.com/usa/arizona/phoenix/microsoft-goodyear-airpark-campus/
microsoft-goodyear-airpark-az | Microsoft Goodyear Airpark Campus (PHX10-PHX15) | Microsoft brings 3 data centers, 1,100 jobs to West Valley - AZ Big Media |  | https://azbigmedia.com/business/economic-development/microsoft-will-build-3-data-centers-in-the-west-valley/
beale-project-blue-pima-county-az | Project Blue (Beale Infrastructure; AWS end user) | Beale Infrastructure plans second data center campus outside Tucson - DCD | 2025-09 | https://www.datacenterdynamics.com/en/news/beale-infrastructure-plans-second-data-center-campus-outside-tucson-arizona-and-two-outside-tulsa-oklahoma/
beale-project-blue-pima-county-az | Project Blue (Beale Infrastructure; AWS end user) | Two Southern Arizona data centers move forward - AZFamily | 2026-01-09 | https://www.azfamily.com/2026/01/09/two-southern-arizona-data-centers-move-forward-so-do-fights-over-power-water-growth/
beale-project-blue-pima-county-az | Project Blue (Beale Infrastructure; AWS end user) | Pima County NDA confirms Amazon is behind Project Blue data center |  | https://azluminaria.org/2025/10/01/pima-county-nda-confirms-amazon-is-behind-project-blue-data-center/
beale-project-blue-pima-county-az | Project Blue (Beale Infrastructure; AWS end user) | Construction begins on first hyper-scale data center in Pima County |  | https://www.kold.com/2026/04/25/construction-begins-first-hyper-scale-data-center-pima-county/
beale-project-blue-pima-county-az | Project Blue (Beale Infrastructure; AWS end user) | As Project Blue data center construction starts near Tucson, protesters rally outside |  | https://www.kjzz.org/fronteras-desk/2026-04-27/as-project-blue-data-center-construction-starts-near-tucson-protesters-rally-outside
beale-project-blue-pima-county-az | Project Blue (Beale Infrastructure; AWS end user) | Pima County Administrator memo to the Board of Supervisors, 'Update on Project Blue' (17 Sept 2025), with the Beale Infrastructure letter attached — 'we have selected an air cooling technology that uses a closed-loop system... Beale's air cooled design will consume no water, potable or otherwise, for industrial cooling.' |  | https://content.civicplus.com/api/assets/2192e865-fe7e-48f4-8a0c-7c1c8b5cd32c
beale-project-blue-pima-county-az | Project Blue (Beale Infrastructure; AWS end user) | Pima County official Project Blue FAQ, Economic Impact Study section — "180 new full-time, permanent jobs created by the third year of operations in 2029." |  | https://www.pima.gov/3552/Project-Blue-FAQ
beale-project-blue-pima-county-az | Project Blue (Beale Infrastructure; AWS end user) | Construction Begins on Project Blue, Pima County's First Hyperscale Data Center |  | https://constructionreviewonline.com/construction-begins-on-project-blue-pima-countys-first-hyperscale-data-center/
beale-project-blue-pima-county-az | Project Blue (Beale Infrastructure; AWS end user) | Compute Atlas facility record (aggregator; cites sources listed) | 2026-09-23 (accessed) | https://www.compute-atlas.com/facilities/beale-project-blue-pima-county-az
novva-mesa-az | Novva Mesa Data Center Campus (Project Borealis) | Novva Data Centers Announces New Campus in Mesa |  | https://www.novva.com/media-center/novva-data-centers-announces-new-campus-in-mesa/
novva-mesa-az | Novva Mesa Data Center Campus (Project Borealis) | Novva confirmed as behind Project Borealis data center campus in Phoenix |  | https://www.datacenterdynamics.com/en/news/novva-confirmed-as-behind-project-borealis-data-center-campus-in-phoenix-arizona/
novva-mesa-az | Novva Mesa Data Center Campus (Project Borealis) | City of Mesa case ZON24-00291 ('Project Borealis') Project Narrative — 'Each of the data hall buildings will utilize a closed-loop water cooling system... Crucially, no evaporative methods are used for reducing air temperature' |  | https://legistar1.granicus.com/Mesa/attachments/d6c1b1ca-28ad-400c-8d28-a59aca19080e.pdf
novva-mesa-az | Novva Mesa Data Center Campus (Project Borealis) | City of Mesa Planning Division staff report, ZON24-00291 — 'Site Size: 159± acres', parcel 304-31-141 |  | https://legistar1.granicus.com/Mesa/attachments/a49b6d5a-09db-4b36-845e-756af027c367.doc
novva-mesa-az | Novva Mesa Data Center Campus (Project Borealis) | Novva Data Centers Announces New Campus in Mesa |  | https://www.prnewswire.com/news-releases/novva-data-centers-announces-new-campus-in-mesa-302227476.html
novva-mesa-az | Novva Mesa Data Center Campus (Project Borealis) | Compute Atlas facility record (aggregator; cites sources listed) | 2026-09-23 (accessed) | https://www.compute-atlas.com/facilities/novva-mesa-az
stack-phx02-phoenix-az | STACK Infrastructure PHX02 Campus | PHX02 — STACK Infrastructure |  | https://www.stackinfra.com/locations/americas/phoenix/phx02/
stack-phx02-phoenix-az | STACK Infrastructure PHX02 Campus | STACK Infrastructure PHX02 Building 1, 800 N 40th Street, Phoenix |  | https://datacenterhawk.com/marketplace/providers/stack-infrastructure/800-n-40th-street/phx02-building-1
stack-phx02-phoenix-az | STACK Infrastructure PHX02 Campus | Compute Atlas facility record (aggregator; cites sources listed) | 2026-09-23 (accessed) | https://www.compute-atlas.com/facilities/stack-phx02-phoenix-az
prime-avondale-az | Prime Data Centers Phoenix/Avondale Campus (PHX01) | Prime Data Centers breaks ground on three buildings at its 240MW Phoenix campus, advancing $3 billion investment in Avondale |  | https://primedatacenters.com/news/prime-data-centers-breaks-ground-on-three-buildings-at-its-240mw-phoenix-campus-advancing-3billion-dollar-investment-in-avondale/
prime-avondale-az | Prime Data Centers Phoenix/Avondale Campus (PHX01) | Prime Data Centers PHX01 tech sheet — spec table: 'UTILITY PROVIDER SRP', 'ACRES 66.5', 'CRITICAL IT LOAD 240MW'; 'a closed-loop cooling system engineered for zero process water use during operations' |  | https://primedatacenters.com/wp-content/uploads/2025/10/PDC_Phoenix_TechSheet_PHX01_04.pdf
prime-avondale-az | Prime Data Centers Phoenix/Avondale Campus (PHX01) | Compute Atlas facility record (aggregator; cites sources listed) | 2026-09-23 (accessed) | https://www.compute-atlas.com/facilities/prime-avondale-az
menlo-digital-md-phx1-az | Menlo Digital MD-PHX1 (East Thistle Landing) | MD-PHX1 (Phoenix) - Menlo Digital |  | https://menlo-digital.com/portfolio/md-phx1-phoenix/
menlo-digital-md-phx1-az | Menlo Digital MD-PHX1 (East Thistle Landing) | Menlo Digital MD-PX1 campus - Data Center Map | 2026-09-23 (accessed) | https://www.datacentermap.com/usa/arizona/phoenix/menlo-digital-md-px1-campus/
edgeconnex-mesa-campus-phx11-3302-s-hawes-rd-az | EdgeConneX Mesa Campus (PHX11) | Arizona Data Centers tracker - Arizona AI | 2026-09-23 (accessed) | https://arizonaai.com/data-centers
edgeconnex-mesa-campus-phx11-3302-s-hawes-rd-az | EdgeConneX Mesa Campus (PHX11) | DatacenterDynamics: EdgeConneX files for new 1M sq ft data center campus in Mesa, Arizona |  | https://www.datacenterdynamics.com/en/news/edgeconnex-files-for-new-1-million-sq-ft-data-center-campus-in-mesa-arizona/
edgeconnex-mesa-campus-phx11-3302-s-hawes-rd-az | EdgeConneX Mesa Campus (PHX11) | Compute Atlas facility record (aggregator; cites sources listed) | 2026-09-23 (accessed) | https://www.compute-atlas.com/facilities/edgeconnex-mesa-campus-phx11-3302-s-hawes-rd-az
aws-mesa-pecos-road-az | AWS Mesa - Pecos Road Campus (PHX65) | AWS plots four data centers in Mesa, Arizona - DCD | 2023-09 | https://www.datacenterdynamics.com/en/news/aws-plots-four-data-centers-in-mesa-arizona/
aws-mesa-pecos-road-az | AWS Mesa - Pecos Road Campus (PHX65) | Amazon submits plans for multiple data centers in Mesa - Arizona Technology Council | 2023-09-27 | https://www.aztechcouncil.org/amazon-submits-plans-for-multiple-data-centers-in-mesa/
aws-mesa-pecos-road-az | AWS Mesa - Pecos Road Campus (PHX65) | Amazon AWS PHX - 9848 E Pecos Road - Data Center Map | 2026-09-23 (accessed) | https://www.datacentermap.com/usa/arizona/phoenix/amazon-aws-phx-9848-e-pecos-road/
aws-mesa-pecos-road-az | AWS Mesa - Pecos Road Campus (PHX65) | Arizona Data Centers tracker - Arizona AI | 2026-09-23 (accessed) | https://arizonaai.com/data-centers
aligned-phx13-glendale-az | Aligned West Valley Campus (PHX-13; also listed PHX-07/12/14) | Phoenix Data Centers - Data Center Map (facility directory) | 2026-09-23 (accessed) | https://www.datacentermap.com/usa/arizona/phoenix/
aligned-phx13-glendale-az | Aligned West Valley Campus (PHX-13; also listed PHX-07/12/14) | Phoenix Data Center Market - Baxtel (facility directory) | 2026-09-23 (accessed) | https://baxtel.com/data-center/phoenix
aligned-phx13-glendale-az | Aligned West Valley Campus (PHX-13; also listed PHX-07/12/14) | Aligned Data Centers breaks ground in Glendale, expanding Arizona infrastructure |  | https://news.constructconnect.com/aligned-data-centers-breaks-ground-in-glendale-expanding-arizona-infrastructure
aligned-phx13-glendale-az | Aligned West Valley Campus (PHX-13; also listed PHX-07/12/14) | Aligned Data Centers breaks ground on Glendale facility (APS 230 kV line; closed-loop cooling) |  | https://dcnnmagazine.com/data-centres/aligned-data-centers-breaks-ground-on-glendale-facility/
aligned-phx13-glendale-az | Aligned West Valley Campus (PHX-13; also listed PHX-07/12/14) | Aligned Data Centers breaks ground - Glendale mayor praises PHX-13 |  | https://www.glendalestar.com/news/aligned-data-centers-breaks-ground/article_4c7a2620-ccc3-4821-a236-dbfedb40ae85.html
aligned-phx13-glendale-az | Aligned West Valley Campus (PHX-13; also listed PHX-07/12/14) | Aligned breaks ground on data center in Phoenix, Arizona ($86.5M for 100 acres) |  | https://www.datacenterdynamics.com/en/news/aligned-breaks-ground-on-data-center-in-phoenix-arizona/
aligned-phx13-glendale-az | Aligned West Valley Campus (PHX-13; also listed PHX-07/12/14) | ConstructConnect — Aligned Data Centers Breaks Ground on PHX-13 Facility |  | https://www.constructconnect.com/construction-economic-news/aligned-data-centers-breaks-ground-on-phx-13-facility-expanding-arizona-infrastructure
aligned-phx13-glendale-az | Aligned West Valley Campus (PHX-13; also listed PHX-07/12/14) | Aligned Data Centers Breaks Ground on Phx-13 Facility |  | https://www.glendaleaz.gov/Business/Economic-Development/Economic-Development-News/2025/Aligned-Data-Centers-Breaks-Ground-on-Phx-13-Facility
aligned-phx13-glendale-az | Aligned West Valley Campus (PHX-13; also listed PHX-07/12/14) | Compute Atlas facility record (aggregator; cites sources listed) | 2026-09-23 (accessed) | https://www.compute-atlas.com/facilities/aligned-phx13-glendale-az
5c-data-centers-phx01-phoenix-az | 5C Data Centers PHX01 | 5C Data Centers Announces New Data Center Region in Phoenix, Arizona |  | https://www.prnewswire.com/news-releases/5c-data-centers-announces-new-data-center-region-in-phoenix-arizona-302252217.html
5c-data-centers-phx01-phoenix-az | 5C Data Centers PHX01 | 5C Data Centers announces new data center region in Phoenix |  | https://www.gpec.org/news/5c-data-centers-new-data-center-region-in-phoenix/
5c-data-centers-phx01-phoenix-az | 5C Data Centers PHX01 | 5CDC: Phoenix PHX01 Data Center |  | https://baxtel.com/data-center/5cdc-phoenix-phx01
5c-data-centers-phx01-phoenix-az | 5C Data Centers PHX01 | Compute Atlas facility record (aggregator; cites sources listed) | 2026-09-23 (accessed) | https://www.compute-atlas.com/facilities/5c-data-centers-phx01-phoenix-az
qts-phoenix-4-tolleson-az | QTS Phoenix 4 (Hermosa Ranch Technology Campus, Avondale/Tolleson) | QTS acquires 200 acres in Avondale area of Phoenix, Arizona - DCD | 2024-07 | https://www.datacenterdynamics.com/en/news/qts-acquires-200-acres-in-avondale-area-of-phoenix-arizona/
qts-phoenix-4-tolleson-az | QTS Phoenix 4 (Hermosa Ranch Technology Campus, Avondale/Tolleson) | QTS Avondale - Data Center Map | 2026-09-23 (accessed) | https://www.datacentermap.com/usa/arizona/phoenix/qts-avondale/
qts-phoenix-4-tolleson-az | QTS Phoenix 4 (Hermosa Ranch Technology Campus, Avondale/Tolleson) | QTS: Hermosa Ranch - Baxtel |  | https://baxtel.com/data-center/qts-hermosa-ranch
qts-phoenix-4-tolleson-az | QTS Phoenix 4 (Hermosa Ranch Technology Campus, Avondale/Tolleson) | Phoenix 4 — QTS Data Centers |  | https://q.com/data-centers/phoenix-4/
qts-phoenix-4-tolleson-az | QTS Phoenix 4 (Hermosa Ranch Technology Campus, Avondale/Tolleson) | Compute Atlas facility record (aggregator; cites sources listed) | 2026-09-23 (accessed) | https://www.compute-atlas.com/facilities/qts-phoenix-4-tolleson-az
tract-buckeye-tech-corridor-az | Tract Buckeye Tech Corridor (Buckeye Technology Park) | Tract Closes Acquisition of 2,069 acres in Buckeye, Arizona - GlobeNewswire | 2024-08-28 | https://www.globenewswire.com/news-release/2024/08/28/2937145/0/en/Tract-Closes-Acquisition-of-2-069-acres-in-Buckeye-Arizona.html
tract-buckeye-tech-corridor-az | Tract Buckeye Tech Corridor (Buckeye Technology Park) | Tract plans 1,700-acre data center campus in Phoenix, Arizona |  | https://www.datacenterdynamics.com/en/news/tract-plans-1700-acre-data-center-campus-in-phoenix-arizona/
tract-buckeye-tech-corridor-az | Tract Buckeye Tech Corridor (Buckeye Technology Park) | 2,069-acre parcel will become a $20 billion data center park in Buckeye |  | https://azbigmedia.com/real-estate/2069-acre-parcel-will-become-a20-billion-data-center-park-in-buckeye/
tract-buckeye-tech-corridor-az | Tract Buckeye Tech Corridor (Buckeye Technology Park) | Tract Planning 1,700-acre Buckeye Data Center Campus |  | https://azbex.com/planning-development/tract-planning-1700-acre-buckeye-data-center-campus/
tract-buckeye-tech-corridor-az | Tract Buckeye Tech Corridor (Buckeye Technology Park) | Buckeye — Tract project page |  | https://www.tract.com/project/buckeye/
tract-buckeye-tech-corridor-az | Tract Buckeye Tech Corridor (Buckeye Technology Park) | AZFamily: Developer wants to power the future of AI in Buckeye with new data center |  | https://www.azfamily.com/2024/08/30/developer-wants-power-future-ai-buckeye-with-new-data-center/
tract-buckeye-tech-corridor-az | Tract Buckeye Tech Corridor (Buckeye Technology Park) | City of Buckeye Regular Council Meeting agenda packet, 6 August 2024 — Ordinance No. 08-24 and the executed Development Agreement with AZLCO Buckeye, LLC (§12 Regional Infrastructure Components and reimbursement terms) |  | https://d3n9y02raazwpg.cloudfront.net/buckeyeaz/0eb9a025-6f87-11ee-b4aa-0050569183fa-8fca9741-32ef-4a0f-b8ad-ee8a00454790-1722900291.pdf
tract-buckeye-tech-corridor-az | Tract Buckeye Tech Corridor (Buckeye Technology Park) | City of Buckeye council minutes, 6 August 2024 — adoption of Ordinance No. 08-24 approving the development agreement with AZLCO Buckeye, LLC (motion passed unanimously) |  | https://buckeyeaz.granicus.com/services/minutes/reports/23859ad0-eafd-4e39-b582-796e20fdc9cb/attachment
tract-buckeye-tech-corridor-az | Tract Buckeye Tech Corridor (Buckeye Technology Park) | Compute Atlas facility record (aggregator; cites sources listed) | 2026-09-23 (accessed) | https://www.compute-atlas.com/facilities/tract-buckeye-tech-corridor-az
arizona-land-consulting-hassayampa-ranch-tonopah-az | Hassayampa Ranch Data Center | $25B Data Center Greenlit Near Buckeye |  | https://www.connectcre.com/stories/25b-data-center-greenlit-near-buckeye/
arizona-land-consulting-hassayampa-ranch-tonopah-az | Hassayampa Ranch Data Center | At the edges of the AI data center boom, rural America is up against Silicon Valley billions (Hassayampa Ranch) |  | https://fortune.com/2025/12/27/ai-data-centers-arizona-hassayampa-ranch/
arizona-land-consulting-hassayampa-ranch-tonopah-az | Hassayampa Ranch Data Center | Maricopa County approves rezoning for proposed $25B data center hub |  | https://www.orionprop.com/topfive/maricopa-county-approves-rezoning-for-proposed-25b-data-center-hub/
arizona-land-consulting-hassayampa-ranch-tonopah-az | Hassayampa Ranch Data Center | $25B data center planned west of Phoenix wins key approval from county |  | https://berryriddell.com/25b-data-center-planned-west-of-phoenix-wins-key-approval-from-county/
arizona-land-consulting-hassayampa-ranch-tonopah-az | Hassayampa Ranch Data Center | Compute Atlas facility record (aggregator; cites sources listed) | 2026-09-23 (accessed) | https://www.compute-atlas.com/facilities/arizona-land-consulting-hassayampa-ranch-tonopah-az
qts-phoenix-3-glendale-az | QTS Phoenix 3 Campus (Camelback 303 / Glendale) | QTS files for 750MW campus in Phoenix, Arizona - DCD | 2024-05-28 | https://www.datacenterdynamics.com/en/news/qts-files-for-750mw-campus-in-phoenix-arizona/
qts-phoenix-3-glendale-az | QTS Phoenix 3 Campus (Camelback 303 / Glendale) | Phoenix 3 - QTS Data Centers |  | https://q.com/data-centers/phoenix-3/
qts-phoenix-3-glendale-az | QTS Phoenix 3 Campus (Camelback 303 / Glendale) | 3MSF Data Center Campus Planned in Glendale - AZBEX |  | https://azbex.com/planning-development/3msf-data-center-campus-planned-in-glendale/
qts-phoenix-3-glendale-az | QTS Phoenix 3 Campus (Camelback 303 / Glendale) | QTS Glendale - Data Center Map | 2026-09-23 (accessed) | https://www.datacentermap.com/usa/arizona/phoenix/qts-glendale/
edgecore-dobson-farms-east-florence-az | EdgeCore Dobson Farms East (Florence Tech Park) | Phoenix Data Centers - Data Center Map (facility directory) | 2026-09-23 (accessed) | https://www.datacentermap.com/usa/arizona/phoenix/
edgecore-dobson-farms-east-florence-az | EdgeCore Dobson Farms East (Florence Tech Park) | Florence Approves Data Centers on 1,619 Acres as Dobson Farms Becomes Major Tech Park |  | https://pinalpost.com/florence-approves-data-centers-on-1619-acres-as-dobson-farms-becomes-major-tech-park/
edgecore-dobson-farms-east-florence-az | EdgeCore Dobson Farms East (Florence Tech Park) | Compute Atlas facility record (aggregator; cites sources listed) | 2026-09-23 (accessed) | https://www.compute-atlas.com/facilities/edgecore-dobson-farms-east-florence-az
compass-phx-ii-el-mirage-az | Compass Datacenters PHX II Campus (El Mirage) | Compass Datacenters acquires 120 acres in El Mirage, Arizona - DCD | 2024-06-10 | https://www.datacenterdynamics.com/en/news/compass-datacenters-acquires-120-acres-in-el-mirage-arizona/
compass-phx-ii-el-mirage-az | Compass Datacenters PHX II Campus (El Mirage) | Compass PHX II - Building 3 - Data Center Map | 2026-09-23 (accessed) | https://www.datacentermap.com/usa/arizona/phoenix/compass-phx-ii-building-3/
compass-phx-ii-el-mirage-az | Compass Datacenters PHX II Campus (El Mirage) | New Data Center Proposed in El Mirage - AZBEX | 2024 | https://azbex.com/planning-development/new-data-center-proposed-in-el-mirage/
phoenixnap-phx02-phoenix-az | phoenixNAP PHX02 | New Data Center Planned in South Phoenix |  | https://azbex.com/planning-development/new-data-center-planned-in-south-phoenix/
phoenixnap-phx02-phoenix-az | phoenixNAP PHX02 | Compute Atlas facility record (aggregator; cites sources listed) | 2026-09-23 (accessed) | https://www.compute-atlas.com/facilities/phoenixnap-phx02-phoenix-az
vantage-glendale-az3-az | Vantage Glendale Campus (AZ3, Camelback 303) | Vantage: Glendale AZ3 - Baxtel |  | https://baxtel.com/data-center/vantage-glendale-az3
vantage-glendale-az3-az | Vantage Glendale Campus (AZ3, Camelback 303) | Vantage acquires land for $58.5M - Data Center View | 2026-01-08 | https://news.datacenterview.com/p/january-8-2026-vantage-acquires-land-for-58-5m
vantage-glendale-az3-az | Vantage Glendale Campus (AZ3, Camelback 303) | Prime and Vantage buy land in Phoenix, Arizona - DCD |  | https://www.datacenterdynamics.com/en/news/prime-and-vantage-buy-land-phoenix-arizona/
arizona-land-consulting-balterra-tonopah-az | Balterra | Dual Plans Will Create Massive W. Valley Mixed-Use |  | https://azbex.com/planning-development/tonopah-mixed-use-development-rezoning/
arizona-land-consulting-balterra-tonopah-az | Balterra | Compute Atlas facility record (aggregator; cites sources listed) | 2026-09-23 (accessed) | https://www.compute-atlas.com/facilities/arizona-land-consulting-balterra-tonopah-az
grandilla-foot-creek-491st-thomas-tonopah-az | 491st Avenue and Thomas Road Data Center / Solar Site | Maricopa County Board Approves Rezoning for 638-Acre Data Center/Solar Site |  | https://azbex.com/planning-development/maricopa-county-board-approves-rezoning-for-638-acre-data-center-solar-site/
grandilla-foot-creek-491st-thomas-tonopah-az | 491st Avenue and Thomas Road Data Center / Solar Site | Compute Atlas facility record (aggregator; cites sources listed) | 2026-09-23 (accessed) | https://www.compute-atlas.com/facilities/grandilla-foot-creek-491st-thomas-tonopah-az
takanock-project-baccara-maricopa-county-az | Project Baccara (Takanock) | New data center planned for Glendale sparks concerns among residents - FOX 10 | 2026-05 | https://www.fox10phoenix.com/news/new-data-centers-planned-glendale-spark-concerns-among-residents
takanock-project-baccara-maricopa-county-az | Project Baccara (Takanock) | Maricopa County supervisors approve controversial data center |  | https://www.abc15.com/news/local-news/very-disappointed-maricopa-county-supervisors-approve-controversial-data-center
takanock-project-baccara-maricopa-county-az | Project Baccara (Takanock) | Project Baccara - official project site |  | https://www.projectbaccara.com/
takanock-project-baccara-maricopa-county-az | Project Baccara (Takanock) | Arizona Corporation Commission February 4, 2026 Open Meeting Highlights — Certificate of Environmental Compatibility for Project Baccara |  | https://www.azcc.gov/news/home/2026/02/06/february-4--2026-open-meeting-highlights
takanock-project-baccara-maricopa-county-az | Project Baccara (Takanock) | Maricopa County Planning and Zoning Hearing Agenda, May 6, 2026 — case MCP250007, Project Baccara Military Compatibility Permit |  | https://www.maricopa.gov/AgendaCenter/ViewFile/Item/10264?fileID=100345
takanock-project-baccara-maricopa-county-az | Project Baccara (Takanock) | 2 Data Center Projects Advancing in Metro Phoenix |  | https://azbex.com/planning-development/2-data-center-projects-advancing-in-metro-phoenix/
takanock-project-baccara-maricopa-county-az | Project Baccara (Takanock) | Certificate of Environmental Compatibility application, Baccara Power LLC (ACC docket L-21369A-25-0222-00253) — APS-owned substation interconnecting at 230 kV; 'closed loop chiller system which, once filled, will reuse water without the need for refilling'; '~100 permanent well-paying jobs' |  | https://www.projectbaccara.com/_files/ugd/cbe98b_459cc246ea694c9f99e6fc4e9b79b975.pdf
takanock-project-baccara-maricopa-county-az | Project Baccara (Takanock) | Maricopa County Air Quality Department, Notice of Public Hearing and Public Comment, Proposed Permit No. P0013417, Takanock Baccara LLC — facility address "NW Corner W Olive Ave & N 143rd Ave, Waddell, AZ 85355" |  | https://www.projectbaccara.com/_files/ugd/cbe98b_7cd257dc576944ffb5f945e9ade851bb.pdf
takanock-project-baccara-maricopa-county-az | Project Baccara (Takanock) | Massive data center approved near Luke Air Force Base despite opposition |  | https://www.azfamily.com/2026/05/07/massive-data-center-approved-near-luke-air-force-base-despite-opposition/
takanock-project-baccara-maricopa-county-az | Project Baccara (Takanock) | 'Very disappointed': Maricopa County supervisors approve controversial data center |  | https://www.abc15.com/news/local-news/very-disappointed-maricopa-county-supervisors-approve-controversial-data-center
takanock-project-baccara-maricopa-county-az | Project Baccara (Takanock) | Controversial Surprise data center clears environmental review |  | https://www.watereducation.org/aquafornia-news/controversial-surprise-data-center-clears-environmental-review
takanock-project-baccara-maricopa-county-az | Project Baccara (Takanock) | Compute Atlas facility record (aggregator; cites sources listed) | 2026-09-23 (accessed) | https://www.compute-atlas.com/facilities/takanock-project-baccara-maricopa-county-az
ryan-companies-florence-tech-park-az | Florence Tech Park | Florence Approves Data Centers on 1,619 Acres as Dobson Farms Becomes Major Tech Park |  | https://pinalpost.com/florence-approves-data-centers-on-1619-acres-as-dobson-farms-becomes-major-tech-park/
ryan-companies-florence-tech-park-az | Florence Tech Park | Compute Atlas facility record (aggregator; cites sources listed) | 2026-09-23 (accessed) | https://www.compute-atlas.com/facilities/ryan-companies-florence-tech-park-az
lpi-group-project-midway-casa-grande-az | Project Midway Data Center | Project Midway Data Center Approved by Pinal County Supervisors |  | https://pinalpost.com/supervisors-approve-project-midway-data-center-near-casa-grande/
lpi-group-project-midway-casa-grande-az | Project Midway Data Center | Data Center Hearing: Project Midway Rezoning Set for July 16 |  | https://pinalpost.com/data-center-hearing-project-midway-rezoning-set-for-july-16/
lpi-group-project-midway-casa-grande-az | Project Midway Data Center | Compute Atlas facility record (aggregator; cites sources listed) | 2026-09-23 (accessed) | https://www.compute-atlas.com/facilities/lpi-group-project-midway-casa-grande-az
w-holdings-energy-generation-technology-campus-maricopa-az | W Holdings / Copia Energy Generation & Technology Campus (south of Maricopa) | Pinal supervisors approve 3 data center projects, with some concern - PinalCentral |  | https://www.pinalcentral.com/maricopa_monitor/news/pinal-supervisors-approve-3-data-center-projects-with-some-concern/article_a6f448f1-f8b2-4eda-a1da-d70d9b921f8c.html
w-holdings-energy-generation-technology-campus-maricopa-az | W Holdings / Copia Energy Generation & Technology Campus (south of Maricopa) | $10 billion data center campus OK'd south of Maricopa |  | https://inmaricopa.com/data-center-okd/
w-holdings-energy-generation-technology-campus-maricopa-az | W Holdings / Copia Energy Generation & Technology Campus (south of Maricopa) | Commission Recommends Data Center Campus Despite Resident, Tribal Pushback |  | https://pinalpost.com/commission-recommends-data-center-campus-despite-resident-tribal-pushback/
w-holdings-energy-generation-technology-campus-maricopa-az | W Holdings / Copia Energy Generation & Technology Campus (south of Maricopa) | Compute Atlas facility record (aggregator; cites sources listed) | 2026-09-23 (accessed) | https://www.compute-atlas.com/facilities/w-holdings-energy-generation-technology-campus-maricopa-az
casa-grande-willis-barnes-site-az | Casa Grande West (Willis/Barnes) data center site | Casa Grande Approves Data Center Waivers 7-0, Settling Prop 207 Claims - Pinal Post | 2026-08 | https://pinalpost.com/casa-grande-data-center-waiver-approved/
fremont-peak-luckett-road-marana-az | Beale Marana Luckett Road Campus (Fremont Peak Properties) | Two Southern Arizona data centers move forward - AZFamily | 2026-01-09 | https://www.azfamily.com/2026/01/09/two-southern-arizona-data-centers-move-forward-so-do-fights-over-power-water-growth/
fremont-peak-luckett-road-marana-az | Beale Marana Luckett Road Campus (Fremont Peak Properties) | Rezoning approved for Marana data center campus |  | https://tucson.com/news/local/environment/article_52f0d4ba-aa9e-4c17-b290-ca3c2ad8d011.html
fremont-peak-luckett-road-marana-az | Beale Marana Luckett Road Campus (Fremont Peak Properties) | Marana Planning Commission backs rezoning for 600-acre data center project |  | https://news.azpm.org/s/102313-marana-planning-commission-backs-rezoning-for-600-acre-data-center-project/
fremont-peak-luckett-road-marana-az | Beale Marana Luckett Road Campus (Fremont Peak Properties) | Marana residents submit petitions to put data center project to a vote |  | https://news.azpm.org/p/azpmnews/2026/2/10/228403-marana-residents-submit-petitions-to-put-data-center-project-to-a-vote/
fremont-peak-luckett-road-marana-az | Beale Marana Luckett Road Campus (Fremont Peak Properties) | Marana rejects referendums against data center rezoning |  | https://www.tucsonsentinel.com/local/report/021826_data_referendum_fails/marana-rejects-referendums-against-data-center-center-rezoning/
fremont-peak-luckett-road-marana-az | Beale Marana Luckett Road Campus (Fremont Peak Properties) | Data center moves forward: Marana Town Council approves land rezoning |  | https://www.kgun9.com/news/community-inspired-journalism/marana/data-center-moves-forward-marana-town-council-approves-land-rezoning
fremont-peak-luckett-road-marana-az | Beale Marana Luckett Road Campus (Fremont Peak Properties) | Marana Town Council approves rezoning for Luckett Road Project, 600-acre hyperscale data center |  | https://news.azpm.org/p/news-articles/2026/1/8/227908-marana-town-council-approves-rezoning-for-luckett-road-project-600-acre-hyperscale-data-center/
fremont-peak-luckett-road-marana-az | Beale Marana Luckett Road Campus (Fremont Peak Properties) | Compute Atlas facility record (aggregator; cites sources listed) | 2026-09-23 (accessed) | https://www.compute-atlas.com/facilities/fremont-peak-luckett-road-marana-az
entrata-mohave-az | Entrata Data Center (White Hills) | $12.5B Mohave Data Center Plan Could Face New Hurdle - AZBEX | 2025-12-16 | https://azbex.com/planning-development/12-5b-mohave-data-center-plan-could-face-new-hurdle/
entrata-mohave-az | Entrata Data Center (White Hills) | Mohave County to Require Data Centers to Provide Power and Water - AZBEX | 2025-12-05 | https://azbex.com/local-news/mohave-county-to-require-data-centers-to-provide-power-and-water/
huntley-page-az | Huntley Page Data Center Campus | Data center proposed for 500-acre site in Page, Arizona - DCD | 2025-11-24 | https://www.datacenterdynamics.com/en/news/data-center-proposed-for-500-acre-site-in-page-arizona/
huntley-page-az | Huntley Page Data Center Campus | Page Rejects Petition Opposing $10B Data Center - AZBEX | 2025-12-23 | https://azbex.com/planning-development/page-rejects-petition-opposing-10b-data-center/
davis-monthan-afb-data-center-az | Davis-Monthan AFB commercial AI data center (federal land lease) | US Gov't assesses interest in a 500MW+ data center at Air Force Base in Arizona - DCD | 2025-03-25 | https://www.datacenterdynamics.com/en/news/us-govt-assesses-interest-in-a-500mw-data-center-at-air-force-base-in-arizona/
davis-monthan-afb-data-center-az | Davis-Monthan AFB commercial AI data center (federal land lease) | Commercial Data Center RFI - SAM.gov | 2025-03-24 | https://sam.gov/opp/5215c59dc17b44feb3fc309bfc7fb83f/view
davis-monthan-afb-data-center-az | Davis-Monthan AFB commercial AI data center (federal land lease) | Davis-Monthan Air Force Base Eligible for Private Data Center - AZBEX | 2025-10-24 | https://azbex.com/local-news/davis-monthan-air-force-base-eligible-for-private-data-center/
davis-monthan-afb-data-center-az | Davis-Monthan AFB commercial AI data center (federal land lease) | Artificial Intelligence Data Center FAQ - Davis-Monthan AFB |  | https://www.dm.af.mil/Portals/99/Public%20Notice/AI%20Data%20Centers%20FAQ_FINAL.pdf?ver=eVffajYW9ZUZOaYphaOjfA%3D%3D
ryan-companies-southwest-crossing-data-park-eloy-az | Ryan Companies Southwest Crossing Data Park | Phoenix Data Centers - Data Center Map (facility directory) | 2026-09-23 (accessed) | https://www.datacentermap.com/usa/arizona/phoenix/
ryan-companies-southwest-crossing-data-park-eloy-az | Ryan Companies Southwest Crossing Data Park | Ryan Companies 2MSF Industrial Plan Pivots to $687M Data Center |  | https://azbex.com/planning-development/ryan-companies-2msf-industrial-plan-pivots-to-687m-data-center/
ryan-companies-southwest-crossing-data-park-eloy-az | Ryan Companies Southwest Crossing Data Park | Compute Atlas facility record (aggregator; cites sources listed) | 2026-09-23 (accessed) | https://www.compute-atlas.com/facilities/ryan-companies-southwest-crossing-data-park-eloy-az
ntt-global-mesa-az | NTT Mesa Pacific Proving Technology Park (PH10 campus) | NTT acquires 173-acre planned data center park in Mesa for $300m |  | https://www.datacenterdynamics.com/en/news/ntt-acquires-173-acre-planned-data-center-park-in-mesa-arizona-for-300m/
ntt-global-mesa-az | NTT Mesa Pacific Proving Technology Park (PH10 campus) | Mesa residents are fighting a Tokyo tech giant's data center |  | https://coppercourier.com/news/politics/mesa-residents-fight-data-center/
ntt-global-mesa-az | NTT Mesa Pacific Proving Technology Park (PH10 campus) | Big data center in SE Mesa passes first review — Planning & Zoning Board recommends approval 4-0 for the 170-acre site at Pecos and Crismon |  | https://www.themesatribune.com/news/big-data-center-in-se-mesa-passes-first-review/article_91081b9b-d2d1-47f6-91d2-b600115e4a55.html
ntt-global-mesa-az | NTT Mesa Pacific Proving Technology Park (PH10 campus) | Compute Atlas facility record (aggregator; cites sources listed) | 2026-09-23 (accessed) | https://www.compute-atlas.com/facilities/ntt-global-mesa-az
cyrusone-mesa-elliot-ellsworth-az | CyrusOne Mesa Campus (Mesa Elliot Technology Park) | CyrusOne Acquires Site for 2nd Phoenix Facility |  | https://www.commercialsearch.com/news/cyrusone-acquires-70-acre-site-for-2nd-phoenix-facility/
cyrusone-mesa-elliot-ellsworth-az | CyrusOne Mesa Campus (Mesa Elliot Technology Park) | CyrusOne Mesa Data Center |  | https://baxtel.com/data-center/cyrusone-mesa
cyrusone-mesa-elliot-ellsworth-az | CyrusOne Mesa Campus (Mesa Elliot Technology Park) | Compute Atlas facility record (aggregator; cites sources listed) | 2026-09-23 (accessed) | https://www.compute-atlas.com/facilities/cyrusone-mesa-elliot-ellsworth-az
aws-mesa-elliot-road-az | AWS Mesa - Elliot Road Site | AWS plots four data centers in Mesa, Arizona - DCD | 2023-09 | https://www.datacenterdynamics.com/en/news/aws-plots-four-data-centers-in-mesa-arizona/
aws-mesa-elliot-road-az | AWS Mesa - Elliot Road Site | Amazon submits plans for multiple data centers in Mesa - Arizona Technology Council | 2023-09-27 | https://www.aztechcouncil.org/amazon-submits-plans-for-multiple-data-centers-in-mesa/
aws-mesa-elliot-road-az | AWS Mesa - Elliot Road Site | Arizona Data Centers tracker - Arizona AI | 2026-09-23 (accessed) | https://arizonaai.com/data-centers
aws-laveen-az | AWS Laveen (Phoenix) Land Site | Amazon acquires 220 acres in Phoenix, Arizona for possible data center |  | https://www.datacenterdynamics.com/en/news/amazon-acquires-220-acres-in-phoenix-arizona-for-possible-data-center/
aws-laveen-az | AWS Laveen (Phoenix) Land Site | Arizona Technology Council — Amazon buys massive Valley site |  | https://www.aztechcouncil.org/amazon-buys-massive-valley-site-for-potential-data-center/
aws-laveen-az | AWS Laveen (Phoenix) Land Site | Compute Atlas facility record (aggregator; cites sources listed) | 2026-09-23 (accessed) | https://www.compute-atlas.com/facilities/aws-laveen-az
aligned-peoria-campus-az | Aligned Peoria Campus (Peoria Logistics Park) | Peoria is Latest Jurisdiction to Consider Tighter Data Center Restrictions - AZBEX | 2026-09-23 | https://azbex.com/local-news/peoria-data-center-restrictions/
aligned-peoria-campus-az | Aligned Peoria Campus (Peoria Logistics Park) | Aligned Data Centers moves ahead with two-building campus in Peoria |  | https://www.abc15.com/news/business/aligned-data-centers-moves-ahead-with-two-building-campus-in-peoria
aligned-peoria-campus-az | Aligned Peoria Campus (Peoria Logistics Park) | Compute Atlas facility record (aggregator; cites sources listed) | 2026-09-23 (accessed) | https://www.compute-atlas.com/facilities/aligned-peoria-campus-az
arizona-land-consulting-camelback-creek-tonopah-az | Camelback Creek | 320-Acre Warehouse & Data Center Master Plan Proposed in Far West Valley |  | https://azbex.com/planning-development/320-acre-warehouse-data-center-master-plan-proposed-in-far-west-valley/
arizona-land-consulting-camelback-creek-tonopah-az | Camelback Creek | Compute Atlas facility record (aggregator; cites sources listed) | 2026-09-23 (accessed) | https://www.compute-atlas.com/facilities/arizona-land-consulting-camelback-creek-tonopah-az
alc-johnson-southern-buckeye-az | Arizona Land Consulting - Johnson Rd & Southern Ave site | Phoenix Data Centers - Data Center Map (facility directory) | 2026-09-23 (accessed) | https://www.datacentermap.com/usa/arizona/phoenix/
wintersburg-313-tonopah-az | Wintersburg 313 | Maricopa County Board of Supervisors' Hearing Planning and Zoning Agenda, June 10, 2026 (cases CPA250011 and Z250034, Wintersburg 313) |  | https://www.maricopa.gov/AgendaCenter/ViewFile/Item/10316?fileID=100604
wintersburg-313-tonopah-az | Wintersburg 313 | Compute Atlas facility record (aggregator; cites sources listed) | 2026-09-23 (accessed) | https://www.compute-atlas.com/facilities/wintersburg-313-tonopah-az
belmont-tonopah-az | Belmont Mixed-Use Area (data center-eligible rezoning) | Zoning Change Could Bring Data Centers to Belmont Mixed-Use Area - AZBEX | 2026-01-20 | https://azbex.com/planning-development/zoning-change-could-bring-data-centers-to-belmont-mixed-use-area/
fortescue-buckeye-az | Fortescue Buckeye (former Nikola hydrogen site) potential data center | This Buckeye land was once planned as a hydrogen gas plant. Now it could be a data center - KJZZ | 2026-03-04 | https://www.kjzz.org/politics/2026-03-04/this-buckeye-land-was-once-planned-as-a-hydrogen-gas-plant-now-it-could-be-a-data-center
fortescue-buckeye-az | Fortescue Buckeye (former Nikola hydrogen site) potential data center | Fortescue Seeks Hydrogen Site Changes to Allow for Possible Data Center - AZBEX | 2026-02-10 | https://azbex.com/local-news/fortescue-seeks-hydrogen-site-changes-to-allow-for-possible-data-center/
fortescue-buckeye-az | Fortescue Buckeye (former Nikola hydrogen site) potential data center | Buckeye council approves zoning amendment ... potential data center - Citizen Portal | 2026-03 | https://citizenportal.ai/articles/7995557/Arizona/Maricopa-County/Buckeye/Buckeye-council-approves-zoning-amendment-that-could-allow-broader-industrial-uses-including-a-potential-data-center
fortescue-buckeye-az | Fortescue Buckeye (former Nikola hydrogen site) potential data center | Fortescue Buckeye - Data Center Map | 2026-09-23 (accessed) | https://www.datacentermap.com/usa/arizona/phoenix/fortescue-buckeye/
zinke-arizona-independent-technology-campus-pinal-az | Arizona Independent Technology Campus | 1,500-Acre Business and Technology Campus Planned in Pinal County |  | https://azbex.com/planning-development/1500-acre-business-and-technology-campus-planned-in-pinal-county/
zinke-arizona-independent-technology-campus-pinal-az | Arizona Independent Technology Campus | Data centers proposed south of Maricopa: County reviews 956-acre land-use change for Arizona Independent Technology Campus |  | https://pinalpost.com/data-center-south-of-maricopa-tech-campus-2026-september-worksession/
zinke-arizona-independent-technology-campus-pinal-az | Arizona Independent Technology Campus | Compute Atlas facility record (aggregator; cites sources listed) | 2026-09-23 (accessed) | https://www.compute-atlas.com/facilities/zinke-arizona-independent-technology-campus-pinal-az
alc-casa-grande-az | Arizona Land Consulting Casa Grande mixed-use site | Arizona Land: Casa Grande Data Center - Baxtel |  | https://baxtel.com/data-center/arizona-land-casa-grande
sahuarita-holdings-project-gravel-pima-county-az | Project Gravel | New 160-acre data center proposed in Sahuarita |  | https://tucson.com/news/local/government-politics/article_88b66e8c-6502-49de-832e-7cba5f958a77.html
sahuarita-holdings-project-gravel-pima-county-az | Project Gravel | Compute Atlas facility record (aggregator; cites sources listed) | 2026-09-23 (accessed) | https://www.compute-atlas.com/facilities/sahuarita-holdings-project-gravel-pima-county-az
tract-project-range-buckeye-goodyear-az | Project Range | Tract drops $14B plan to build data center campus outside Phoenix - The Real Deal | 2024-05-02 | https://therealdeal.com/national/phoenix/2024/05/02/tract-drops-14b-plan-to-build-data-centers-outside-phoenix/
tract-project-range-buckeye-goodyear-az | Project Range | Project Range - Data Center Map (archived listing) | 2026-09-23 (accessed) | https://www.datacentermap.com/usa/arizona/phoenix/project-range/
tract-project-range-buckeye-goodyear-az | Project Range | Massive Data Center Master Plan Proposed in West Valley |  | https://azbex.com/planning-development/massive-data-center-master-plan-proposed-in-west-valley/
tract-project-range-buckeye-goodyear-az | Project Range | Compute Atlas facility record (aggregator; cites sources listed) | 2026-09-23 (accessed) | https://www.compute-atlas.com/facilities/tract-project-range-buckeye-goodyear-az
vintage-partners-laveen-az | Vintage Partners Laveen Data Center (withdrawn) | Vintage Partners scraps Phoenix, Arizona, data center plans - DCD | 2026-03-05 | https://www.datacenterdynamics.com/en/news/vintage-partners-scraps-phoenix-arizona-data-center-plans/
vintage-partners-laveen-az | Vintage Partners Laveen Data Center (withdrawn) | Data Center Changes Result in Plan Change to Mixed-Use - AZBEX | 2026-03-03 | https://azbex.com/planning-development/data-center-changes-result-in-plan-change-to-mixed-use/
active-infrastructure-chandler-az | Active Infrastructure Price/Dobson AI Data Center (rejected) | Data Center Plan Sparks Chandler Opposition - AZBEX | 2025-10-17 | https://azbex.com/planning-development/data-center-plan-sparks-chandler-opposition/
active-infrastructure-chandler-az | Active Infrastructure Price/Dobson AI Data Center (rejected) | Chandler's data center vote triggers national progressive praise - Axios Phoenix | 2025-12-16 | https://www.axios.com/local/phoenix/2025/12/16/chandler-rejects-sinema-ai-data-center
active-infrastructure-chandler-az | Active Infrastructure Price/Dobson AI Data Center (rejected) | Active Infrastructure rejected in Chandler - Data Center View | 2025-12-16 | https://news.datacenterview.com/p/december-16-2025-active-infrastructure-rejected-in-chandler
vermaland-la-osa-eloy-az | Vermaland La Osa Data Center & Energy Park (rejected) | Pinal County rejects massive La Osa data center - KJZZ | 2026-08-26 | https://www.kjzz.org/politics/2026-08-26/pinal-county-rejects-massive-la-osa-data-center-residents-want-more-rules-for-future-projects
vermaland-la-osa-eloy-az | Vermaland La Osa Data Center & Energy Park (rejected) | Pinal P&Z Recommends Data Center & Energy Master Plan Rezone - AZBEX | 2026-04-23 | https://azbex.com/planning-development/pinal-pz-recommends-data-center-energy-master-plan-rezone/
vermaland-la-osa-eloy-az | Vermaland La Osa Data Center & Energy Park (rejected) | Land developer Vermaland pitches $33bn data center in Arizona |  | https://www.datacenterdynamics.com/en/news/land-developer-vermaland-plans-33bn-data-center-in-arizona/
vermaland-la-osa-eloy-az | Vermaland La Osa Data Center & Energy Park (rejected) | $33 billion data center industrial park coming to Pinal County |  | https://azbigmedia.com/business/33-billion-data-center-industrial-park-coming-to-pinal-county/
vermaland-la-osa-eloy-az | Vermaland La Osa Data Center & Energy Park (rejected) | Largest proposed data center in Arizona to be scaled back 80% after opposition |  | https://www.kjzz.org/fronteras-desk/2026-05-28/largest-proposed-data-center-in-arizona-to-be-scaled-back-80-after-opposition
vermaland-la-osa-eloy-az | Vermaland La Osa Data Center & Energy Park (rejected) | Pinal County Advances Vermaland's La Osa Data Center Plan |  | https://hoodline.com/2026/04/pinal-county-panel-backs-massive-la-osa-data-center-in-eloy-desert/
vermaland-la-osa-eloy-az | Vermaland La Osa Data Center & Energy Park (rejected) | $33B Data Center Park Eyed in Arizona |  | https://www.commercialsearch.com/news/33b-data-center-park-eyed-in-arizona/
vermaland-la-osa-eloy-az | Vermaland La Osa Data Center & Energy Park (rejected) | Pinal County rejects massive La Osa data center. Residents want more rules for future projects |  | https://www.kjzz.org/politics/2026-08-26/pinal-county-rejects-massive-la-osa-data-center-residents-want-more-rules-for-future-projects
vermaland-la-osa-eloy-az | Vermaland La Osa Data Center & Energy Park (rejected) | Data centers in the Sonoran Desert — update (La Osa rezoning denied August 26, 2026) |  | https://www.sonorandesert.org/2026/08/26/data-centers-update/
vermaland-la-osa-eloy-az | Vermaland La Osa Data Center & Energy Park (rejected) | Compute Atlas facility record (aggregator; cites sources listed) | 2026-09-23 (accessed) | https://www.compute-atlas.com/facilities/vermaland-la-osa-eloy-az
the-hive-kingman-az | The Hive solar data center (Kingman) - not built | $3bn "solar data center" proposed in Arizona - DCD | 2019-07-18 | https://www.datacenterdynamics.com/en/news/3bn-solar-data-center-proposed-arizona/
the-hive-kingman-az | The Hive solar data center (Kingman) - not built | $3B 'Hive' data farm in Golden Valley could become a simple solar field - Kingman Daily Miner |  | https://www.kdminer.com/3b-hive-data-farm-in-golden-valley-could-become-a-simple-solar-field/article_ef354c84-5515-51c5-a489-95b3387b3abb.html

## Citations
# | Publisher | Title | Date | URL
1 | Salt River Project | Data Centers and SRP (fact page) | 2026 | https://www.srpnet.com/about/data-center-facts
2 | Salt River Project | Proposed Adjustments to SRP's Standard Electric Price Plans Effective with the November 2025 Billing Cycle (E-67 class data) | 2024-12 | https://www.srpnet.com/assets/srpnet/pdf/price-plans/2024/Proposed%20Adjustments%20to%20SRP's%20Standard%20Price%20Plans%20Effective%20with%20the%20November%202025%20Billing%20Cycle_Web%5B91%5D.pdf
3 | Arizona Capitol Times | Jim Pratt (SRP GM/CEO), "The facts about SRP and data centers" | 2026-03-31 | https://azcapitoltimes.com/news/2026/03/31/the-facts-about-srp-and-data-centers/
4 | Arizona Public Service | Data Centers: How We're Protecting Customers While Planning for Big Energy Needs | 2026 | https://www.aps.com/en/Utility/Company-wide-Events-and-Messages/Data_Centers_How_Were_Protecting_Customers_While_Planning-for_Big_Energy_Needs
5 | Arizona Public Service | APS rate case (Docket E-01345A-25-0105) | 2026 | https://www.aps.com/en/Utility/Regulatory-and-Legal/Rate-case
6 | KJZZ | Data centers drive half of APS peak demand growth this year compared to 2025 | 2026-07-29 | https://www.kjzz.org/business/2026-07-29/data-centers-drive-half-of-aps-peak-demand-growth-this-year-compared-to-2025
7 | Arizona Corporation Commission | ACC statement on applications for rehearing re: TEP energy supply agreement (Decision 81587) | 2026-01-21 | https://www.azcc.gov/news/home/2026/01/21/acc-statement-on-applications-for-rehearing-re--tep-energy-supply-agreement
8 | Arizona Corporation Commission | ACC Large Load / Data Center Workshop Highlights | 2026-04-20 | https://www.azcc.gov/news/home/2026/04/20/acc-large-load-data-center-workshop-highlights
9 | U.S. Energy Information Administration | Electric Power Monthly, Table 5.6.B: Average price of electricity by state, year to date | 2026-08 | https://www.eia.gov/electricity/monthly/epm_table_grapher.php?t=epmt_5_6_b
10 | U.S. Energy Information Administration | Electricity retail sales, revenue and price by state (API v2) | 2026 | https://www.eia.gov/opendata/browser/electricity/retail-sales
11 | U.S. Energy Information Administration | Hourly Electric Grid Monitor (Form EIA-930) | live | https://www.eia.gov/electricity/gridmonitor/
12 | U.S. Energy Information Administration | Preliminary Monthly Electric Generator Inventory (EIA-860M), June 2026 | 2026-06 | https://www.eia.gov/electricity/data/eia860m/
13 | California ISO | OASIS: WEIM transfers by tie (ENE_EIM_TRANSFER_TIE), 5-minute | live | http://oasis.caiso.com/
14 | DHS HIFLD / ORNL | Electric Power Transmission Lines (230 kV and above) | 2023-09 | https://services1.arcgis.com/Hp6G80Pky0om7QvQ/arcgis/rest/services/Electric_Power_Transmission_Lines/FeatureServer/0
15 | EPRI | Powering Intelligence: Analyzing Artificial Intelligence and Data Center Energy Consumption (state table) | 2024-05 | https://restservice.epri.com/publicdownload/000000003002028905/0/Product
16 | EPRI | Powering Intelligence 2026 update: FAQs | 2026-02 | https://restservice.epri.com/publicattachment/96784
17 | Lawrence Berkeley National Laboratory | 2024 United States Data Center Energy Usage Report | 2024-12 | https://eta-publications.lbl.gov/sites/default/files/2024-12/lbnl-2024-united-states-data-center-energy-usage-report_1.pdf
18 | LBNL & The Brattle Group | Factors Influencing Recent Trends in Retail Electricity Prices | 2025-10 | https://eta-publications.lbl.gov/sites/default/files/2025-10/presentation_retail_price_trends_drivers.pdf
19 | U.S. Geological Survey | Estimated Use of Water in the United States, County-Level Data for 2015 | 2018 | https://www.sciencebase.gov/catalog/item/5af3311be4b0da30c1b245d8
20 | Arizona Department of Water Resources / Arizona Water Facts | Water use by sector | 2020 | https://arizonawaterfacts.com/water-your-facts
21 | Circle of Blue | Data centers a small but growing factor in Arizona's water budget | 2025 | https://www.circleofblue.org/2025/supply/data-centers-a-small-but-growing-factor-in-arizonas-water-budget/
22 | ASU Morrison Institute / Kyl Center | Large-Volume Water User Ordinances in Arizona | 2025-09 | https://morrisoninstitute.asu.edu/sites/g/files/litvpz841/files/2025-09/Large-Volume%20Water%20User%20Ordinances%20090525_revised2.pdf
23 | U.S. Bureau of Reclamation | 2027–2028 Colorado River Operating Guidelines | 2026-08 | https://www.usbr.gov/ColoradoRiverBasin/post2026/
24 | U.S. Bureau of Economic Analysis via FRED | Arizona GDP: agriculture, forestry, fishing and hunting | 2025 | https://fred.stlouisfed.org/series/AZAGRNGSP
25 | PwC for the Data Center Coalition (industry-sponsored) | Economic Contributions of Data Centers in the United States, 2023–2024 | 2026-05 | https://static1.squarespace.com/static/63a4849eab1c756a1d3e97b1/t/6a04986aac382850dcd9d637/1778686058456/Data+Center+Economic+Contribution+Study+2026_Final.pdf
26 | Mangum Economics for the Data Center Coalition (industry-sponsored) | The Impact of Data Centers on the Arizona Economy | 2021-02 | https://static1.squarespace.com/static/63a4849eab1c756a1d3e97b1/t/663044d8d160b943d48f30bf/1714439385121/The+Impact+of+Data+Centers+on+the+Arizona+Economy.pdf
27 | Arizona Department of Revenue | FY2025 Preliminary Tax Expenditure Report (Deduction Code 565, computer data centers) | 2025 | https://azdor.gov/sites/default/files/document/REPORTS_EXPENDITURES_2025_fy25-preliminary-tax-expenditure-report.pdf
28 | Arizona Department of Revenue | TPT rate table, effective January 1, 2026 | 2026-01 | https://azdor.gov/sites/default/files/document/TPT_RATETABLE_01012026.pdf
29 | Arizona Department of Revenue | Prime contracting FAQs (65% taxable base) | 2026 | https://azdor.gov/transaction-privilege-tax/contracting-guidelines/contracting-faqs
30 | Maricopa County | Tax Year 2026 property tax rates | 2026 | https://www.maricopa.gov/DocumentCenter/View/123385/Tax-Rate-2026-PDF
31 | Joint Legislative Budget Committee | Tax Handbook (TPT distribution, urban revenue sharing) | 2025 | https://www.azjlbc.gov/revenues/25taxbk.pdf
32 | Arizona Revised Statutes | A.R.S. 42-5029: Remission and distribution of TPT monies | current | https://www.azleg.gov/ars/42/05029.htm
33 | Arizona Revised Statutes | A.R.S. 41-1519: Computer data center tax relief | current | https://www.azleg.gov/ars/41/01519.htm
34 | Arizona Revised Statutes | A.R.S. 42-15001: Class 1 assessment ratios | current | https://www.azleg.gov/ars/42/15001.htm
35 | Arizona Legislature | HB 2822 (2022) summary: business personal property valued at 2.5% of cost | 2022 | https://www.azleg.gov/legtext/55leg/2R/summary/S.2822COM.DOCX.htm
36 | Arizona Legislature | HB 4168, Laws 2026 Ch. 140 (budget tax omnibus; pause on new computer data center certifications) | 2026-06-13 | https://apps.azleg.gov/BillStatus/BillOverview/85758
37 | Arizona Legislature | HB 2756, Laws 2026 Ch. 111 (utilities; high load factor customers) | 2026-06-04 | https://apps.azleg.gov/BillStatus/BillOverview/84576
38 | Grand Canyon Institute | Running on Empty: federal tax conformity leaves $1 billion state budget deficit (FY2027 exemption projection) | 2026 | https://grandcanyoninstitute.org/research/budget/running-on-empty-federal-tax-package-conformity-leaves-1-billion-state-budget-deficit/
39 | Office of the Governor | Governor Katie Hobbs lays out plan to lower costs (2026 State of the State; data center exemption repeal and water-use fee proposal) | 2026-01-12 | https://azgovernor.gov/office-arizona-governor/news/2026/01/governor-katie-hobbs-lays-out-plan-lower-costs-and-put-arizona
40 | U.S. Bureau of Labor Statistics | QCEW, NAICS 518210 (data processing & hosting), Arizona, 2025 annual | 2026 | https://data.bls.gov/cew/data/api/2025/a/industry/518210.csv
41 | U.S. Bureau of Labor Statistics | QCEW, NAICS 23 (construction), Arizona, 2025 annual | 2026 | https://data.bls.gov/cew/data/api/2025/a/industry/23.csv
42 | JLL | Data Center Outlook 2026 (construction cost per MW) | 2026 | https://www.jll.com/en-us/insights/market-outlook/data-center-outlook
43 | Cushman & Wakefield | 2026 Data Center Development Cost Guide | 2026 | https://ir.cushmanwakefield.com/news/press-release-details/2026/Cushman--Wakefield-Releases-2026-Data-Center-Development-Cost-Guide-Citing-21-Rise-in-Per-MW-Construction-Costs/default.aspx
44 | City of Tucson | Project Blue updated fact sheet | 2025-07-14 | https://www.tucsonaz.gov/files/sharedassets/public/v/1/government/city-manager-office/documents/project-blue-updated-fact-sheet_250714.pdf
45 | Pima County | County Administrator memo: Update on Project Blue | 2025-09-17 | https://content.civicplus.com/api/assets/2192e865-fe7e-48f4-8a0c-7c1c8b5cd32c
46 | DatacenterDynamics | Mesa City Council approves $1bn Google data center, with $16m in tax breaks | 2019-07-03 | https://www.datacenterdynamics.com/en/news/mesa-council-approves-1bn-google-arizona-data-center-16m-tax-breaks/
47 | U.S. Census Bureau | State population totals, Vintage 2025 | 2025-12 | https://www.census.gov/data/tables/time-series/demo/popest/2020s-state-total.html
48 | U.S. Census Bureau | QuickFacts Arizona: households, 2020–2024 | 2025 | https://www.census.gov/quickfacts/fact/table/AZ/HSD410224
49 | U.S. Census Bureau | TIGER/Line 2024 state legislative districts (upper chamber), Arizona | 2024 | https://www2.census.gov/geo/tiger/TIGER2024/SLDU/
50 | Arizona Legislature | Member Roster, 57th Legislature | 2026-09 | https://www.azleg.gov/memberroster/
51 | Arizona Auditor General | Arizona School District Spending Analysis and Data File, FY2025 (average teacher salary) | 2026 | https://www.azauditor.gov/arizona-school-district-spending-analysis-and-data-file-fiscal-year-2025
52 | U.S. Census Bureau | Annual Survey of School System Finances, FY2024 (benefits share) | 2026 | https://www2.census.gov/programs-surveys/school-finances/tables/2024/secondary-education-finance/elsec24_sumtables.xlsx
53 | O*NET OnLine / BLS OEWS | Local wages: Firefighters (33-2011), Arizona, 2025 | 2026 | https://www.onetonline.org/link/localwages/33-2011.00?st=AZ
54 | Public Safety Personnel Retirement System | Employer contribution rates, FY2026 | 2025 | https://www.psprs.com/employers-local-boards/contribution-rates-reporting/pension-plans/
55 | KFF | 2025 Employer Health Benefits Survey | 2025 | https://www.kff.org/health-costs/2025-employer-health-benefits-survey/
56 | U.S. Bureau of Labor Statistics | Union Members, 2025 (Table 5: by state) | 2026-01 | https://www.bls.gov/news.release/union2.t05.htm
57 | Hirsch, Macpherson & Even (unionstats.com) | Union membership and coverage by state and industry, CPS 2025 | 2026 | https://www.unionstats.com/state/states_index.html
58 | SMART Sheet Metal Workers | Local 359 helps secure landmark project labor agreement in Arizona (Project Blue) | 2026 | https://www.smart-union.org/local-359-helps-secure-landmark-project-labor-agreement-jobs-for-members-in-arizona/
59 | Arizona Revised Statutes | A.R.S. 34-321: project labor agreements on public works | current | https://www.azleg.gov/ars/34/00321.htm
60 | CleanView | Arizona data centers tracker | 2026-09 | https://cleanview.co/data-centers/arizona
61 | Compute Atlas | Data centers in Arizona (open, source-cited dataset) | 2026-09 | https://www.compute-atlas.com/states/arizona
62 | Arizona Technology Council | Microsoft agrees to make data centers air-cooled amid water infrastructure challenges in Goodyear | 2023-03-14 | https://www.aztechcouncil.org/microsoft-agrees-to-make-data-centers-air-cooled-amid-water-infrastructure-challenges-in-goodyear/
63 | Google | 2026 Water Stewardship Project Portfolio | 2026 | https://storage.googleapis.com/gweb-mobius-cdn/sustainability/uploads/699ac99c610bc554baaf80aef2d69cf0c5410c1a.pdf
64 | DatacenterDynamics | Google signs 480MW PPA in Arizona, including wind, solar, and battery storage | 2024-03-15 | https://www.datacenterdynamics.com/en/news/google-signs-480mw-ppa-in-arizona/
65 | Pinal Post | La Osa Data Center: Where Does the $100 Million Actually Go? | 2026 | https://pinalpost.com/la-osa-data-center-where-does-the-100-million-actually-go/
66 | Axios Phoenix | Data center tax break applications double ahead of moratorium | 2026-07-08 | https://www.axios.com/local/phoenix/2026/07/08/data-center-tax-break-applications-double-moratorium
67 | KJZZ | Pinal County rejects massive La Osa data center; residents want more rules for future projects | 2026-08-26 | https://www.kjzz.org/politics/2026-08-26/pinal-county-rejects-massive-la-osa-data-center-residents-want-more-rules-for-future-projects
68 | Tax Foundation | State and Local Sales Tax Rates, Midyear 2026 | 2026 | https://taxfoundation.org/data/all/state/2026-sales-tax-rates-midyear/